## FinalHPPs
Bis | Country | Hydropower plant name | River | Basin | Community; District | Type: Existing before 2005/Rehabilitation/Conversion/Greenfield (built or planned after 2005)/Cancelled/Duplicate/Unclear/Additional row: Multiple financing sources | Location co-ordinates (WGS84) | Name of the protected/high biodiversity value area | Protection/ Recognition status | Inside protected area / Outside protected area with direct impact | Existing capacity (MW) | Predicted additional capacity (MW) | Generation in MWh | Project sponsor | Investor | Investor Country | Ultimate owner of investor | Public/Private | No of hydros in cascade or concession | Date of concession | Length of concession (years) | Concession End Date | Subcontractors/Consultants | Development phase (potential, planned; offered for investment; concession awarded; under construction; operational<5years; operational 5-10years; operational>10years; cancelled, unclear) | Date when put into operation | Total project costs - Currency | Total project costs - Amount (mil.) | Total project costs - EUR equivalent (mil.) | Financed by own resources in EUR | Assistance column MDB finance per country | MDB finance - Name of MDB | MDB finance - Status (Planned/Approved/Signed/Invested/Completed/Cancelled) | MDB finance - Type | MDB finance (mil. EUR) | Commercial banks - Name | Commercial banks - Status (Planned/Signed/Invested/Completed/Cancelled) | Commercial banks - Amount (in mil. EUR) | Other public financing (special funds, government agencies, regional development banks) - Name of special fund | Other public financing (special funds, government agencies, regional development banks) - Status (Planned/Signed/Invested/Completed/Cancelled) | Other public financing (special funds. government agencies. regional development banks) - Amount (in mil. EUR) | Assistance column construction financing | Remarks | Info Source
AL_HP_001 | Albania | Devoll cascade / Banje (also Banja) | Devoll |  | Banja village; Gostime Commune; Elbasan District | Greenfield |  |  |  |  | 0 | 70 | 255 GWh | Devoll Hydropower Sh.A. | Statkraft AS | Norway | 100% | private | 3 | 2008 |  |  | Norplan (Norway), Alstom (France), Sweco (Sweden), AF-Consult Switzerland; Limak Construction Group (Turkey); Norconsult (Norway) | operational<5 | 2016 | EUR |  | 535 | [12 empty] | Not identified | Originally developed under JV between Statkraft and EVN. In March 2013, Norwegian Statkraft AS and Austrian EVN AG signed an agreement by which Statkraft acquired EVN’s 50 percent stake in Devoll Hydropower ShA. Investments in a group company, Statkraft Markets B.V., Amsterdam/Netherlands, were increased by EUR 51.2 million in 2013. The investment in Statkraft Markets B.V. was made to provide financing for a power plant construction by one of its subsidiaries: Devoll Hydropower Sh. A., Tirana/Albania. Workers protests against working conditions in August 2014: http://www.devollhydropower.al/new/?p=8441. This was the second time within 3 months Banja hydropower plant workers protested against low wages and fulfilling the conditions at work. When the decision was taken to boycott work, workers were threatened by police officers called by representatives of the firm "Limak. CDM project "The total investment of the Devoll project is estimated to approximately EUR 500 million" | http://www.statkraft.de/Statkraft/Documents/de/Investor%20Relations/Anual%20Report%202013%20Statkraft%20Markets%20GmbH_Web%20Vers._ENGLISH.pdf; http://www.balkaneu.com/premier-albania-inaugurates-biggest-projects-hydro-power/; https://www.youtube.com/watch?v=SBEivRbz3ec; http://www.devollhydropower.al/new/?page_id=7754; https://cdm.unfccc.int/Projects/DB/DNV-CUK1324294885.32/view; http://www.statkraft.com/media/press-releases/Press-releases-archive/2013/statkraft-aquires-evns-shares-in-devoll-hydropower-sha/; http://tr.ebrd.com/tr13/index.php/en/country-assessments/1/albania; http://www.limak.com.tr/sectors/construction/projects/dams http://balkangreenenergynews.com/statkraft-opened-its-first-hydropower-plant-in-albania/
AL_HP_004 | Albania | Ashta 2 (former Bushati) | Drin | Drin | Shkoder | Greenfield |  | Buna River – Velioja Protected landscape | National strict protected area Emerald | Inside | 32.2 | 0 |  | Energji Ashta Shpk | Verbund; EVN AG | Austria | Republic of Austria (51%) | private | 2 | 2008 | 35 |  | Austrian Hydro Power AG (Austria); Poyry (Finland); Andritz Hydro (Austria); Porr AG (Austria) | operational 5-10 | 2012 |  | 160 | EUR |  | AL-MDB | Multilateral Investment Guarantee Agency (MIGA) | Signed | guarantee | 121.4 | BAWAG P.S.K. Bank | Completed | 140 |  |  |  | Yes | In February 2001, Albania’s power utility KESH contracted the China Water & Electricity Corporation (CWE) to build a HPP at Bushati, on a turnkey basis. The CWE plan would affect the levels of Lake Shkodra. In August 2001, the government suspended the CWE contract for an independent assessment of the plan’s technical, environmental, financial, and economic feasibility by the German engineering firm Lahmeyer International. In 2001 the Export-Import Bank of China (China Exim Bank) pledged to provide buyer's credit worth more than US$100 million for Bushati HPP. CDM project Original currency MDB finance: 159.4 mil. USD The overall volume of €140 million will be borne equally between VERBUND International Finance B.V. and BAWAG PSK Bank für Arbeit und Wirtschaft und Österreichische Postsparkasse Aktiengesellschaft, and the sub-participating banks Raiffeisen Landesbank Oberösterreich Aktiengesellschaft and Kommunalkredit Austria Aktiengesellschaft. The term will be ten years. On July 15, 2013, the Company received a new loan from Raiffeisen Bank International for a sum of 70 million Euro and slammed the debt with Bawag P.S.K Bank for the same amount. New borrowing holds the variable interest rate, currently 3.38%. Borrowing is payable in thirty-five quarterly installments starting on October 15, 2013. On the same date, another borrowing agreement with the same terms and conditions were signed with Verbund International Finance GmbH. Loans are jointly guaranteed by the respective Groups owned by the Owner of the Company, and for these guarantees the Company pays them, a 2% charge on the remaining loan amount. | Verbund Annual Financial Report 2011-2012; http://www.miga.org/projects/index.cfm?pid=1052; http://media-newswire.com/release_1074872.htmlů http://www.premiereservices.al/assets/vendor/pdf/HEC.pdf; https://openknowledge.worldbank.org/bitstream/handle/10986/10545/488270BRI0IFCS1hta0Hydropower1FINAL.pdf?sequence=1; http://www.chinadaily.com.cn/epaper/html/cd/2001/200102/20010209/20010209005_3.html; https://cdm.unfccc.int/filestorage/U/8/1/U81WCZ9ARPBNQMEI64DSY5O2K3VLHF/5662%201%20Revised%20PDD.pdf?t=S2h8bnA5bGVtfDD8wfJ3Dgz3vAoVdI9zix5c http://www.energji-ashta.al/?id=21&l=17
| Albania | Ashta 2 (former Bushati) | Drin | Drin | Shkoder | Additional row: Multiple financing sources |  | Buna River – Velioja Protected landscape | National strict protected area Emerald | Inside |  |  |  | Energji Ashta Shpk | Verbund; EVN AG | [8 empty] | operational 5-10 | [6 empty] | International Finance Corporation (IFC) | Completed | advisory services | [7 empty] | Yes |  | http://www.ifc.org/wps/wcm/connect/27748785-ef2c-45f4-add0-2bd0094ef342/PPPStories_Albania_AshtaHydropower.pdf?MOD=AJPERES
AL_HP_005 | Albania | Badelonje | Vjosa |  |  | Greenfield |  | Germenj-Shelegure-Leskovic-Piskal park | National strict protected area | Outside | 0 | 30 |  | not identified | not identified | [8 empty] | potential | [16 empty] | None | HPP is just outside the protected area but impoundment will influence Emerald site (Germenj-Shelegure-Leskovic-Piskal park) | http://energjia.al/2014/05/17/a-ja-vlen-te-sakrifikojme-vjosen, http://www.ecoalbania.org/wp-content/uploads/2017/05/HPPs_al_final-report_me-kapak.pdf
AL_HP_006 | Albania | Bele-Topojan concession / Bele 2 | Luma | Drin-Bune | Bele; Kukes | Greenfield |  |  |  |  | 0 | 11 |  | "Alb-Energy" shpk | KADRIA 23.66%, ALB-BUILDING 76.34% |  |  | private | 5 | 2008 | 35 |  | Cheng Hsiung International (China), Hydro Energia (Italy) | operational<5 | 2015 |  |  | see Bele 1 | [12 empty] | Not identified | On 23.4.2015 electricity productionlicense transferred from Alb-Energy shpk to Euron Energy Group shpk for Bele 2 and Topojan 1 Long term loan registered - ALL 502429166 in 2015. Short term part of the long term loan - ALL 133260343 . Overdraft at Raiffesen bank - ALL 191405 Later in 2016, the loan taken from Raiffesen bank. | http://mobile.ikub.al/LIGJE/Per-miratimin-e-kontrates-se-Koncesionit-te-formes-Bot-Te-lidhur-ndermjet-ministriSe-se-Ekonomise-Tregtise-dhe-Energjetikes-dhe-bashkimit-te-shoqerive-euron-shpk-Kadria-shpk-dhe-; http://ppi-re.worldbank.org/data/project/euron-kukes-hpp-6658Teuta-konstruksion-shp-812030044.aspx?cookiesEnabled=false; https://it-it.facebook.com/hydroenergiaitalia/posts/330282740444590; http://www.ere.gov.al/doc/VENDIM_NR.54_2015-1.pdf http://www.qkb.gov.al/umbraco/Surface/SearchSurface/DownloadDocument?documentCode=7DA9ADF0-455F-43D7-BC14-14E3FBB94F77
AL_HP_007 | Albania | Beleshova cascade / Belesova 1 (also Belesove 1) | Belesoves |  | Berat | Greenfield |  |  |  |  | 0 | 0.28 |  | Korkis-2009 shpk | not identified |  |  | private | 2 | 2009 |  |  |  | operational<5 | 2012 | [9 empty] | ProCredit Bank (Albania) | Invested |  |  |  |  | Yes | Litigation case at the Tirana civil court in April 2015: Ramazan Toska; Aurel Toska; Shoqeria Belesova 1 Sh.p.k.; Shoqeria Silva 2003 Sh.p.k.; Shoqeria Korkis Sh.p.k. / Shoqeria Permbarimore Private Executores Litium Sh.p.k; Procredit Bank Sh.a.; Z.V.R.P.P. Tirane; Av. Shtetit | http://ere.gov.al/doc/ere_annual_report_2011_en_web.pdf; https://webcache.googleusercontent.com/search?q=cache:3jNJs_kLn0UJ:gjykataeapelittirane.al/%3Ffq%3Dkerkim%26gj%3D%26menu%3D2%26kid%3D13%26start%3D12760+&cd=1&hl=en&ct=clnk&gl=cz, http://www.albeiti.org/regjistri-i-koncensioneve-hidroenergjitike/
AL_HP_008 | Albania | Bishnica cascade / Bishnica 2 | Bishnice | Shkumbin | Pogradec | Greenfield |  |  |  |  | 2.4 | 0 |  | HEC Bishnica 1,2 shpk | not identified |  |  | private | see Bishnica 1 | 2008 | 35 |  | GUGLER Water Turbines GmbH (Austria) | operational 5-10 | 2010 | [15 empty] | Not identified |  | http://www.ere.gov.al/doc/V_E_N_D_I_M_23.2010.pdf, http://www.albeiti.org/regjistri-i-koncensioneve-hidroenergjitike/
AL_HP_009 | Albania | Bleteza | Seman | Devoll | Gramsh | Greenfield |  |  |  |  | 0 |  |  | Claubel sh.pk | not identified |  |  | private | [5 empty] | planned | N/A | [15 empty] | None |  | http://www.rtklive.com/sq/news-single.php?ID=159411
AL_HP_010 | Albania | Bogova (also Bogove or Bogoves) (Wonder Power) | Bogova |  | Skrapar | Rehabilitation |  | Regional Park | Other protected area | Inside | 2.5 | 0 |  | Wonder Power shpk | not identified |  |  | private | [5 empty] | operational>10 | 1988 | [15 empty] | Not identified | Wonder Power Sh.A was advised by Haxhia & Hajdari attorneys in regard of a conflict between shareholders. Mr. Sadik Llapashtica - AdministratorWonder Power sha.a September 2003 – March 2014 | http://www.chambersandpartners.com/europe/firm/161201/haxhia-hajdari; https://al.linkedin.com/pub/sadik-llapashtica/3a/1a8/320; http://en.wonder-sha.com/rreth-nesh-2/; https://cdm.unfccc.int/filestorage/q/v/UVZTEC5X7L1JRNS09PYABQM6WH3F24.pdf/PDD.pdf?t=NE98bnA5bW84fDAr54gQFSu8W0HfXct1TF2f, http://www.albeiti.org/regjistri-i-koncensioneve-hidroenergjitike/, https://www.wbif.eu/content/stream//Sites/website/library/WBEC-REG-ENE-01-BR-1-Role-of-hydropower-04.12b.pdf, http://www.ere.gov.al/doc/rap_vjet_2009_derguar_ne_kuvend.pdf
AL_HP_011 | Albania | Bratila 1 | Devoll |  |  | Greenfield |  |  |  |  | 0 | 115 |  | none yet | none yet | [8 empty] | potential | N/A | [15 empty] | None |  | http://aea-al.org/wp-content/uploads/2014/07/study_on_assessment_of_res_potentials_in_albania.pdf, http://www.politiko.al/2017/07/potencialet-e-reja-per-energji-nga-uji-era-dhe-dielli/#http://www.politiko.al/wp-content/uploads/2017/07/energjia.jpg
AL_HP_013 | Albania | Bushtrica concession / Bushtrica 1 (also Bushtrice) | Caje |  | Librazhd | Greenfield |  | Shebenik-Jabllanice National Park | National Park Other protected area | Inside | 0 | 4.2 |  | Doko sh.pk | not identified |  |  | private |  | 2017 |  |  |  | concession awarded | N/A | [15 empty] | None | Concession for Bushtrica 1 previously recorded as being held by Fatjon shpk.; Spahiu Gjanc shpk;, Ani shpk; Keanxho shpk; Fusha shpk.; Avel shpk; IRZ shpk; Construction Management Alleance Albania shpk; 2A Power obtained in 2009, assumed it is the same plant but with a new tender. Only Bustrica 1 announced as having a new concessionaire, not others in the cascade. | http://aea-al.org/albanias-shala-river-is-also-granted-concession-hpp-100-million-usd-investment/, http://www.albeiti.org/wp-content/uploads/2016/02/Regjistri-i-kocensioneve-n%C3%AB-sektorin-e-hidroenergjitik.pdf, http://open.data.al/sq/corporates/view/id/REF-09833-
AL_HP_014 | Albania | Borjes cascade / Cernaleve | Borjes | Drin-Bune | Cernaleve; Kukes | Duplicate | [7 empty] | not identified | not identified |  |  |  | 4 | 2009 |  |  |  | operational<5 | Unclear | [15 empty] | Not identified | Possibly duplicate with Cernaleve 1 and 2 | http://www.albeiti.org/regjistri-i-koncensioneve-hidroenergjitike/
AL_HP_015 | Albania | Curraj-Epshem | Curraj |  | Tropoje | Existing |  | Curraj | Other protected area (protected landscape or nature monument) | Inside |  |  |  | not identified | not identified | [8 empty] | operational>10 | 1969 | [15 empty] | N/A |  | https://www.wbif.eu/content/stream//Sites/website/library/WBEC-REG-ENE-01-BR-1-Role-of-hydropower-04.12b.pdf
AL_HP_017 | Albania | Dishnice | Dishnica | Shkumbin | Dishnice; Korce | Greenfield |  |  |  |  | 0.2 |  |  | Dishnica Energy shpk (also Dishnica Energji shpk) | not identified |  |  | private | 1 | 2009 |  |  | Cheng Hsiung International Corporation (China) | operational 5-10 | 2010 | [15 empty] | Not identified |  | http://www.ere.gov.al/doc/Annual_Report_2010_ENG.pdf
AL_HP_018 | Albania | Dragobia (also Dragobi) (old) | Valbona | Drin-Bune | Valbone; Tropoje | Existing |  | Valbona Valley National Park | National park | Inside |  |  |  | not identified | not identified | [8 empty] | operational>10 | 1969 | [15 empty] | N/A |  | https://www.wbif.eu/content/stream//Sites/website/library/WBEC-REG-ENE-01-BR-1-Role-of-hydropower-04.12b.pdf
AL_HP_019 | Albania | Dragot-Tepelena (Dragoti) | Vjosa | Vjosa | Tepelene | Greenfield |  | Vjosa | Other protected area (protected landscape or nature monument) | Inside | 0 | 130 |  | none yet | none yet | [8 empty] | potential | N/A | [15 empty] | Not identified | The HPP is to impact the Uji I Ftohte-Tepelene Nature Monument and the Zheji Natural Park. | http://aea-al.org/wp-content/uploads/2014/07/study_on_assessment_of_res_potentials_in_albania.pdf, http://www.monitor.al/soegrah-ja-25-hec-et-qe-propozohen-te-ndertohen-ne-vjose-kapaciteti-458-mw/, http://www.politiko.al/2017/07/potencialet-e-reja-per-energji-nga-uji-era-dhe-dielli/#http://www.politiko.al/wp-content/uploads/2017/07/energjia.jpg
AL_HP_020 | Albania | Dukagjin cascade / Dukagjin 1 | Shala |  | Shkoder | Duplicate | [7 empty] | not identified | not identified | [25 empty] | Not identified | See Shale cascade • In 2007 the consortium comprised of Interenergo Albania shpk presented the government with the feasibility studies for "Dukagjin 1", "Dukagjini 2" and "Dukagjini 3" as an unsolicited proposal. • Through Decision no. 757, dated 07.11.2007 "On the definition of contracting authority for the construction of hydropower stations" Dukagjin 1 "," 2 Dukagjini "and" Dukagjini 3 ", the Council of Ministers decided to start the bidding procedures for the project proposed by the Concessionaire. Through the decision no. 757, dated 07.11.2007 the Contracting Authority invited the participants to submit their offers for the use of all Shala River, without limiting the number of the plants that will be built. • Following the completion of further studies on the economic, technical and environmental construction and operation of cascade hydropower plants in Shale River, concessionaire has submitted its bid dated 22.04.2008, proposing the construction of six (6) hydropower plants on the river Shale and the end of the competitive selection procedure has been rated as the best bidder. • Concession for Shala river cascade was awarded based on the unsolicited proposal procedure. • A concessionary contract dated the 2nd June, 2009 between the Ministry of Economy, Trade and Energy of the Republic of Albania, and the Contractor in the form of “BOT” for the Construction of works comprising the Design, Financing, Construction, Ownership, Operation, Maintenance and Transfer of a Hydro-power Plant Cascade on Shala River, Republic of Albania Concession failure penalties: Penalty holder: concessionare for the construction of the HPPs Gur Dukagjin 1 and Dukagjin 2; name blacked out in the document Total penalty amount:185,385,187 Currency:LEK Reason:"pay the penalty by the concessionaire for a term not dorёzim the project / implementation in amount LEK 185,385,187 (242,275,519 0.005% x 10 LEK x 362 days)" Penalty issued: December 2012 | http://renewables.seenews.com/news/albania-licenses-22-hpps-as-producers-of-renewable-energy-351682; http://www.klsh.org.al/web/pub/ministrin_e_ekonomis_441_1.pdf; http://www.energjia.gov.al/files/userfiles/Strategjike/Lista_totale_e_HEC-eve_ne_prodhim_deri_fund_2014.pdf; http://www.qbz.gov.al/doc.jsp?doc=docs/Vendim%20Nr%20698%20Dat%C3%AB%2011-06-2009.htm, http://www.albeiti.org/regjistri-i-koncensioneve-hidroenergjitike/
AL_HP_021 | Albania | Dukagjin cascade / Dukagjin 2 | Shala |  | Shkoder | Duplicate | [7 empty] | not identified | not identified | [25 empty] | Not identified | See Shale cascade • In 2007 the consortium comprised of Interenergo Albania shpk presented the government with the feasibility studies for "Dukagjin 1", "Dukagjini 2" and "Dukagjini 3" as an unsolicited proposal. • Through Decision no. 757, dated 07.11.2007 "On the definition of contracting authority for the construction of hydropower stations" Dukagjin 1 "," 2 Dukagjini "and" Dukagjini 3 ", the Council of Ministers decided to start the bidding procedures for the project proposed by the Concessionaire. Through the decision no. 757, dated 07.11.2007 the Contracting Authority invited the participants to submit their offers for the use of all Shala River, without limiting the number of the plants that will be built. • Following the completion of further studies on the economic, technical and environmental construction and operation of cascade hydropower plants in Shale River, concessionaire has submitted its bid dated 22.04.2008, proposing the construction of six (6) hydropower plants on the river Shale and the end of the competitive selection procedure has been rated as the best bidder. • Concession for Shala river cascade was awarded based on the unsolicited proposal procedure. • A concessionary contract dated the 2nd June, 2009 between the Ministry of Economy, Trade and Energy of the Republic of Albania, and the Contractor in the form of “BOT” for the Construction of works comprising the Design, Financing, Construction, Ownership, Operation, Maintenance and Transfer of a Hydro-power Plant Cascade on Shala River, Republic of Albania Concession failure penalties: Penalty holder: concessionare for the construction of the HPPs Gur Dukagjin 1 and Dukagjin 2; name blacked out in the document Total penalty amount:185,385,187 Currency:LEK Reason:"pay the penalty by the concessionaire for a term not dorёzim the project / implementation in amount LEK 185,385,187 (242,275,519 0.005% x 10 LEK x 362 days)" Penalty issued: December 2012 | http://www.klsh.org.al/web/pub/ministrin_e_ekonomis_441_1.pdf; http://www.qbz.gov.al/doc.jsp?doc=docs/Vendim%20Nr%20698%20Dat%C3%AB%2011-06-2009.htm, http://www.albeiti.org/regjistri-i-koncensioneve-hidroenergjitike/
AL_HP_022 | Albania | Dukagjin cascade / Dukagjin 3 | Shala |  | Shkoder | Duplicate | [7 empty] | not identified | not identified | [25 empty] | Not identified | See Shale cascade • In 2007 the consortium comprised of Interenergo Albania shpk presented the government with the feasibility studies for "Dukagjin 1", "Dukagjini 2" and "Dukagjini 3" as an unsolicited proposal. • Through Decision no. 757, dated 07.11.2007 "On the definition of contracting authority for the construction of hydropower stations" Dukagjin 1 "," 2 Dukagjini "and" Dukagjini 3 ", the Council of Ministers decided to start the bidding procedures for the project proposed by the Concessionaire. Through the decision no. 757, dated 07.11.2007 the Contracting Authority invited the participants to submit their offers for the use of all Shala River, without limiting the number of the plants that will be built. • Following the completion of further studies on the economic, technical and environmental construction and operation of cascade hydropower plants in Shale River, concessionaire has submitted its bid dated 22.04.2008, proposing the construction of six (6) hydropower plants on the river Shale and the end of the competitive selection procedure has been rated as the best bidder. • Concession for Shala river cascade was awarded based on the unsolicited proposal procedure. • A concessionary contract dated the 2nd June, 2009 between the Ministry of Economy, Trade and Energy of the Republic of Albania, and the Contractor in the form of “BOT” for the Construction of works comprising the Design, Financing, Construction, Ownership, Operation, Maintenance and Transfer of a Hydro-power Plant Cascade on Shala River, Republic of Albania | http://www.qbz.gov.al/doc.jsp?doc=docs/Vendim%20Nr%20698%20Dat%C3%AB%2011-06-2009.htm
AL_HP_024 | Albania | Dunice HPPS cascade / Dunice | Kalivac/Dolisti or Dunice | Shkumbin |  | Greenfield | [5 empty] | 2.87 |  | Hec Dunice shpk | not identified |  |  | private | 5 | 2009 |  |  |  | concession awarded | N/A | [15 empty] | Not identified | HEC-i DUNICE Shpk was a plaintiff in a 22.07.2013 litigation case involving Ministry of Economy, Trade and Energy and Trebinje community demanding indemnification for cancelling the concession contract. Concession failure penalties: Penalty holder: concessionare for the construction of the HPPs Trebinja 1, Trebinja 2, Potgozhan, Kalivac and Dunice; name blacked out in the document Total penalty amount:see Trebinje 1 Currency:see Trebinje 1 Reason:pay LEK 11,939,820 (00:05% x 175,585,602 ALL (value from the investment without committing x 136 day (for the period 17/08/2011 to 31/12/2011) Penalty issued: December 2012 | http://www.albeiti.org/regjistri-i-koncensioneve-hidroenergjitike/, http://www.azht.gov.al/files/news_files/Dokumenti_i_rregullores_i_miratuar_vendimi_nr_2.pdf, http://www.ere.gov.al/doc/Njoftim_09.02.2018.pdf
AL_HP_025 | Albania | Gostime cascade / Egnatia Shushice | Gostime (also Gostima) |  | Librazhd | Greenfield |  | Regional Park | Other protected area | Inside |  | 65.63 |  | Vëllezërit Tola; Arti shpk; GPA Konstruksion shpk | not identified |  |  | private | 11 | 2013 |  |  | Cheng Hsiung International Corporation (China) | concession awarded | N/A | [15 empty] | Not identified | The former Prime Minister, Ilir Meta, was accused by the then Minister of Economy, Dritan Prifti, of asking him to favour a business in the tender procedure for the Egnatia Shushice hydropower concession. As a reward they would be paid with EUR 700,000 and a 7 percent share in the plant. Ilir Meta was also accused of taking a EUR 1 million bribe together with Dritan Prifti for favouring a business in a tender of crude oil. A year after the scandal, the same company involved in the corruption scandal - “Vëllezërit Tola” owned by Agim Rrapaj - won the concession. Gostime river falls under the Managed Nature Reserve. Egnatia Association and a group of specialists have proposed that this area be expanded. Citizens of Gaferr and Sopot villages protesting against construction of HPPS due to the concerns over interference with the Shebenik-Jabllanice National Park. In January 2014 Librazh Municipality annulated concessions for 11 HPPs. the project was offered for investment | http://www.senior-a.al/index.php/wp6-small-grants-to-env-csos-networks/16-newsinformation/wp6-newsinformations/122-vazhdon-shakterrimi-i-lumit-te-gostimes-ne-gaferr-te-librazhdit; http://www.senior-a.al/index.php/wp6-small-grants-to-env-csos-networks/16-newsinformation/wp6-newsinformations/198-librazhd-anullohen-11-hec-e; http://www.arkivalajmeve.com/Ndertimi-i-HEC-it-banoret-e-Zerqanit-vijojne-protestat.1047531326/; https://www.youtube.com/watch?v=X1-tluM4jTs&feature=share; http://top-channel.tv/lajme/artikull.php?id=279549ů http://gazeta-shqip.com/lajme/2012/08/25/mbyllet-pas-5-vjetesh-tenderi-i-video-skandalit/
AL_HP_026 | Albania | Elbasan 1 |  |  |  | Unclear | [7 empty] | not identified | not identified | [8 empty] | unclear | [16 empty] | N/A |  | No information found
AL_HP_027 | Albania | Drin River cascade / Fierza (also Fierze) | Drin |  | Tropoja (also Tropoje) | Rehabilitation |  |  |  |  | 500 |  |  | Korporata Elektroenergjitike Shqiptare sh.a (KESH) | not identified |  |  | public | [5 empty] | operational>10 | 1978 |  |  |  |  | AL-MDB | International Development Agency (IDA) | Signed |  | see Drin River cascade / Komani |  |  |  | Swiss Agency for Development & Co-operation (SDC) |  |  | Yes | Rehabilitation of Komani, Fierza and Vau i Dejes HPPS was financed under: 1/ World Bank's Energy Community of South East Europe APL Program – the APL 5 for Albania Dam Safety Project (a part of a larger Dam Safety program financed in parallel by other international financial institutions (IFIs) such as SECO-Switzerland, KfW Germany, the European Bank for Reconstruction and Development (EBRD), and the Government of Albania). 2/ World Bank's DAM SAFETY - ADDITIONAL FINANCING | http://www.worldbank.org/projects/P110481/energy-community-south-east-europe-apl-program-apl-5-albania-dam-safety?lang=enhttps://www.wbif.eu/content/stream//Sites/website/library/WBEC-REG-ENE-01-BR-1-Role-of-hydropower-04.12b.pdf
| Albania | Drin River cascade / Fierza (also Fierze) |  |  |  | Existing | [7 empty] | not identified | not identified | [14 empty] | AL-MDB | International Bank for Reconstruction and Development (IBRD) | Signed |  | see Drin River cascade / Komani |  |  |  | Kreditanstalt für Wiederaufbau (KfW) |  |  | Yes |  | https://www.wbif.eu/content/stream//Sites/website/library/WBEC-REG-ENE-01-BR-1-Role-of-hydropower-04.12b.pdf
| Albania | Drin River cascade / Fierza (also Fierze) |  |  |  | Existing | [7 empty] | not identified | not identified | [14 empty] | AL-MDB | European Bank for Reconstruction and Development (EBRD) | Completed | credit | 1.445 | [6 empty] | Yes |  | https://www.wbif.eu/content/stream//Sites/website/library/WBEC-REG-ENE-01-BR-1-Role-of-hydropower-04.12b.pdf
AL_HP_028 | Albania | Gizavesh |  |  | Librazhd | Greenfield |  | Shebenik-Jabllanice National Park | National park | Inside | 0.5 | 0 |  | Dosku Energy shpk | not identified |  |  | private |  | 2011 | 30 | 27.07.2041 |  | operational 5-10 | 2011 | [15 empty] | Not identified |  | http://www.ere.gov.al/doc/%281%29ere_annual_report_2011.pdf, http://www.ere.gov.al/doc/Raporti_Vjetor_2016.pdf
AL_HP_029 | Albania | Gjanc | Osumi or Leshnje | Shkumbin | Korce | Rehabilitation |  |  |  |  | 2.96 | 0 |  | Spahiu Gjanc shpk. | Mr. Dalip Spahiu |  | 100% | private |  |  |  |  | Kossler Gmbh (part of Voith Siemens) (Austria); Schubert Gmbh (Austria); SGA jsc (Albania) | operational>10 | 1991 | [15 empty] | Not identified | Built in 1988-1991; put in operation in 1991 as state property administered by KESH. Spahiu-Gjanc Ltd in 2003-2007 invested in the full technical rehabilitation of the hydro power plant and in the 2011 – 2013 in the total rehabilitation and expansion of the 7km long water intake channel Feasiblity study for the expansion of the Gjanc HPP undertaken in February 2012 Financial offer for sale of the Gajnc HPP issued in March 2013 In possible conflict for water with the Gjanci reservoir which ensures irrigation of Korca lowland | http://www.premiereservices.al/assets/vendor/pdf/Finacial-Offer-Gjanc-HPP.pdf; http://www.southeast-europe.net/document.cmt?id=243
AL_HP_030 | Albania | Grabove (also Grabova) | Graboves |  | Gramsh | Unclear | [7 empty] | Agna Group | not identified |  |  | private | 12 or 7 or 5 |  |  |  | SGA jsc (Albania) | potential | N/A |  |  | 45 | [12 empty] | None | SGA jsc part of consortium | http://www.agnagroup.com/new/foto/uploads/File/Projekti%20GRABOVES.pdf
AL_HP_032 | Albania | Gur Shpat cascade / Gur Shpat 1 (Gurshpat 1) |  | Shkumbin |  | Greenfield |  | Shkumbin tributary | Other protected area (protected landscape or nature monument) | Inside | 0.8 | 0 |  | Gurshpate Energy shpk | not identified |  |  | private | 2 | 2009 | 35 |  |  | operational<5 | 2015 | [15 empty] | Not identified | On November 17, 2014, 8 people were charged with the attack against police during the July protests in the village of Polis (Librazhd) against the Gur Shpat 2 HPP. The protesters called for halting the construction of Gur Shpat 1 HPP that has taken away drinking water and water for irrigation. The village has no running water and uses wells. On August 10, 2013 around 600 citizens of Polis and other villages protested against the construction of the second Gur Shpat 2 HPP complaining the project will take away the water supply for subsistance agriculture. They also complained they had not been informed of the concession and the planned developments. Gur shpat 1 was approved by the Municipality in 2006 under the condition that the project moves 15 meters from the irrigation canal. Gur shpat 1 has affected fishermen as it leaves little water in the basin. Allegedly, the Gur Shpat 2 was not approved by the Municipal council. Allegedly, villagers accused of protests against Gur Shpat 2 were left in jail for months without standing a trial, they were beaten and emerged bloodied from prison. Allegedly, the village of Polis had a fund of 35 million LEKE for the construction of a drinking water supply, out of which 4 million LEKE were used for equipment and material. THe project was however suspended. Concession failure penalties: Penalty holder: "concessionare for the construction of the HPPs Gur Shpat 1 and Gur Shpat 2; name blacked out in the document" Total penalty amount: 1,331,000 Currency:LEK Reason:"pay penalty in the amount of 1,331,000 LEK (0.005 % X 176,738,773 LEK x 149 days)" Penalty issued: December 2012 | http://www.arkivalajmeve.com/Nje-HEC-i-dyte-ne-perroin-e-Gur-Shpatit-protestojne-banoret-Ska-uje.1047421181/; https://ekolevizja.wordpress.com/2014/11/17/burg-per-fshataret-qe-mbrojne-ujin/; http://www.klsh.org.al/web/pub/ministrin_e_ekonomis_441_1.pdf, https://www.wbif.eu/content/stream//Sites/website/library/WBEC-REG-ENE-01-BR-1-Role-of-hydropower-04.12b.pdf, http://www.ere.gov.al/doc/Raporti_Vjetor_2016.pdf
AL | Albania | Gur Shpat cascade / Gur Shpat 2 (Gur Shpat 2) |  | Shkumbin |  | Greenfield |  | Shkumbin tributary | Other protected area (protected landscape or nature monument) | Inside | 0.8 | 0 |  | Gurshpate Energy shpk | not identified |  |  | private | see Gur Shpat 1 | 2009 | 35 |  |  | operational<5 | 2015 | [15 empty] | Not identified | On November 17, 2014, 8 people were charged with the attack against police during the July protests in the village of Polis (Librazhd) against the Gur Shpat 2 HPP. The protesters called for halting the construction of Gur Shpat 1 HPP that has taken away drinking water and water for irrigation. The village has no running water and uses wells. On August 10, 2013 around 600 citizens of Polis and other villages protested against the construction of the second Gur Shpat 2 HPP complaining the project will take away the water supply for subsistance agriculture. They also complained they had not been informed of the concession and the planned developments. Gur shpat 1 was approved by the Municipality in 2006 under the condition that the project moves 15 meters from the irrigation canal. Gur shpat 1 has affected fishermen as it leaves little water in the basin. Allegedly, the Gur Shpat 2 was not approved by the Municipal council. Allegedly, villagers accused of protests against Gur Shpat 2 were left in jail for months without standing a trial, they were beaten and emerged bloodied from prison. Allegedly, the village of Polis had a fund of 35 million LEKE for the construction of a drinking water supply, out of which 4 million LEKE were used for equipment and material. The project was however suspended. Concession failure penalties: Penalty holder: "concessionare for the construction of the HPPs Gur Shpat 1 and Gur Shpat 2; name blacked out in the document" Total penalty amount: see Gur Shpat 1 Reason:"pay penalty in the amount of 1,331,000 LEK (0.005% X 176,738,773 LEK x 149 days)" Penalty issued: December 2012 | http://www.arkivalajmeve.com/Nje-HEC-i-dyte-ne-perroin-e-Gur-Shpatit-protestojne-banoret-Ska-uje.1047421181/; https://ekolevizja.wordpress.com/2014/11/17/burg-per-fshataret-qe-mbrojne-ujin/; http://www.klsh.org.al/web/pub/ministrin_e_ekonomis_441_1.pdf, https://www.wbif.eu/content/stream//Sites/website/library/WBEC-REG-ENE-01-BR-1-Role-of-hydropower-04.12b.pdf, http://www.ere.gov.al/doc/Raporti_Vjetor_2016.pdf
AL_HP_033 | Albania | Bistrica 1 and 2 cascade / Bistrica 1 | Bistrica |  | Delvine; Vlore; Saranda | Rehabilitation |  |  |  |  | 22.5 |  |  | Hec Bistrica 1 dhe 2 sha | Kurum International sha (owned by Kurum Holding A.S.) | Turkey | 100 % | private | 2 | 2011 | 30 | 05.12.2041 |  | operational>10 | 1970 |  |  | 106 |  | AL-MDB | International Finance Corporation (IFC) | Signed | credit | see Bistrica 2 | Odeabank, Banka Kombetare Tregtare, Raiffeisen Bank Albania | Invested |  | Black Sea Trade and Development Bank |  | 18 (BSTDB); 27 (FMO) | Yes | see Bistrica 2 | http://ifcext.ifc.org/IFCExt/spiwebsite1.nsf/78e3b305216fcdba85257a8b0075079d/ec98d972d9675d2385257b5c005f80b4?opendocument; http://ifcext.ifc.org/IFCExt/Pressroom/IFCPressRoom.nsf/0/DADCA1B9C06638CB85257C4700354AE5; http://www.google.cz/url?sa=t&rct=j&q=&esrc=s&source=web&cd=1&cad=rja&uact=8&ved=0CCAQFjAA&url=http%3A%2F%2Fwww.cao-ombudsman.org%2Fcases%2Fdocument-links%2Fdocuments%2FCAOComplaint.pdf&ei=lWbwVO6iBsGBUeylgYAB&usg=AFQjCNERrqFHwxcns-j_-HjW99xtgkSM9g&sig2=BQtZ7amXYoQbrwvO5xcWuw&bvm=bv.87269000,d.d24; https://webcache.googleusercontent.com/search?q=cache:yNK3GadtiRIJ:www-wds.worldbank.org/external/default/WDSContentServer/WDSP/IB/2013/05/27/000445729_20130527123345/Rendered/INDEX/751730AR0Alban0Box0377295B00PUBLIC0.txt+&cd=14&hl=en&ct=clnk&gl=cz; http://www.offene-entwicklungshilfe.de/sector/71/230/; http://telegraf.al/aktualitet/pas-privatizimit-kurum-heq-nga-puna-punonjesit-e-hec-eve-bistrica-1-dhe-2
AL_HP_034 | Albania | Bistrica I and II cascade / Bistrica 2 | Bistrica |  | Delvine; Vlore; Saranda | Rehabilitation |  |  | Other protected area | Inside | 5 |  |  | Hec Bistrica 1 dhe 2 sha | Kurum International sha (owned by Kurum Holding A.S.) | Turkey | 100 % | private |  | 2011 | 30 | 05.12.2041 |  | operational>10 | 1970 |  |  | 120 |  |  | International Finance Corporation (IFC) | Signed | credit | 33 | Odeabank, Banka Kombetare Tregtare, Raiffeisen Bank Albania | Invested |  | Netherlands Development Finance Company (FMO) |  | see Bistrica 1 | Yes | Original currency MDB finance: 44.91 mil. USD Uleza, Shkopeti, Bistrica I, and Bistrica II HPPS were privatized through an international competitive bid in December 2012. Kurum International sha won the bid by offering a total amount of EUR 109.5 million. Privatisation involved sale of 100% of the share capital of the energy companies held by the Ministry of Economy Trade and Energy to Kurum International. Through this Project, Kurum International contemplates reducing its electricity purchase costs (a significant production cost item). As of April 30, 2013, HEC Bistrica 1 & Bistrica 2 SH.A. operates as a subsidiary of Kurum International Sh. A. Kurum International sha purchased 100 percent of the shares "HEC Bistrica 1 and Bistrica 2" shkp worth EUR 52,000,000 (fifty two million). The debt facility includes a €33 million loan for IFC’s own account and €73 million of financing syndicated to a diverse group of commercial banks and developmental finance institutions. The financing includes B Loans of €27 million from FMO (Netherlands Development Finance Company), and €14 million from Odeabank. It includes parallel loans of €18 million from the Black Sea Trade and Development Bank, €7 million from Banka Kombetare Tregtare and €7 million from Raiffeisen Bank Albania. IFC has consulted the Government of Albania for the sale and privatization of the HPPs of Ulëz, Shkopet, Bistrica 1 and Bistrica 2. According to a GoA document, “GoA has hired the IFC as its financial advisor for the implementation of this transaction.” IFC will receive a success fee equal to 420.000 Euros for the sale of Bistrica 1 & 22 and 430.000 Euros as a success fee for the sale of Ulëz Shkopet. Bistrica 1 and 2 were supported under the World Bank's IBRD/IDA Trust Funds: Assessments of Bistrica 1, Bistrica 2 are listed among Active Bank-executed trust fund (BETF) Grants in, FY11 - FY13 Q2; ID:TF011752 under PPIAF program, Grant agreement date: 02/02/2012; Closing date: 09/30/2012; Costs: 0.07 In 2008, BMZ provided ODA loan of 347.778 USD for the Electricity supply South Albania Bistrica II project. In 2008, KfW provided ODA loan of 4.464.255 USD for the Electricity supply South Albania Bistrica II project.Projects focused on the rehabilitation of two major Hydro Power Plants in Bistrica and the respective expansion of the transmission and distribution grid. In August 2013 workers protested against the privatisation and dismissal of 25 workers from the job. They complained the firing of workers constitutes a violation of the collective agreement, the Labour Code and of the Constitution of Albania. Other employees, through their reactions, have noted that they have been harassed to sign a form for dismissal. Rehabilitation in 2013. | http://ifcext.ifc.org/IFCExt/spiwebsite1.nsf/78e3b305216fcdba85257a8b0075079d/ec98d972d9675d2385257b5c005f80b4?opendocument; http://ifcext.ifc.org/IFCExt/Pressroom/IFCPressRoom.nsf/0/DADCA1B9C06638CB85257C4700354AE5; http://www.google.cz/url?sa=t&rct=j&q=&esrc=s&source=web&cd=1&cad=rja&uact=8&ved=0CCAQFjAA&url=http%3A%2F%2Fwww.cao-ombudsman.org%2Fcases%2Fdocument-links%2Fdocuments%2FCAOComplaint.pdf&ei=lWbwVO6iBsGBUeylgYAB&usg=AFQjCNERrqFHwxcns-j_-HjW99xtgkSM9g&sig2=BQtZ7amXYoQbrwvO5xcWuw&bvm=bv.87269000,d.d24; https://webcache.googleusercontent.com/search?q=cache:yNK3GadtiRIJ:www-wds.worldbank.org/external/default/WDSContentServer/WDSP/IB/2013/05/27/000445729_20130527123345/Rendered/INDEX/751730AR0Alban0Box0377295B00PUBLIC0.txt+&cd=14&hl=en&ct=clnk&gl=cz; http://www.offene-entwicklungshilfe.de/sector/71/230/; http://telegraf.al/aktualitet/pas-privatizimit-kurum-heq-nga-puna-punonjesit-e-hec-eve-bistrica-1-dhe-2
AL_HP_035 | Albania | Vegjel |  |  |  | Unclear | [7 empty] | not identified | not identified | [8 empty] | unclear | [16 empty] | N/A |  | No information found
AL_HP_036 | Albania | Shkopetit 1+2 (see Ulze and Shkopet cascade) |  |  |  | Duplicate | [7 empty] | not identified | not identified | [8 empty] | unclear | [16 empty] | N/A | Duplicate: see Ulze and Shkopet cascade | http://www.albeiti.org/regjistri-i-koncensioneve-hidroenergjitike/
AL_HP_037 | Albania | Holte |  |  |  | Duplicate |  | Devoll tributary | Other protected area (protected landscape or nature monument) | Inside |  |  |  | not identified | not identified | [25 empty] | N/A | Possibly duplicate with Holta Kabash and Holta Porocan | http://www.albeiti.org/regjistri-i-koncensioneve-hidroenergjitike/
AL_HP_038 | Albania | Kalivac | Vjosa | Vjosa |  | Greenfield | [5 empty] | 111 | 366622.856 | SHOQERIA KONCENSIONARE AYEN - ALB | Ayen Enerji [BIST:AYEN] and Fusha Sh.p.k. | Turkey | AYDINER INSAAT ANONIM STI | private |  |  | 35 |  |  | concession awarded | N/A |  |  | 125.3 | [6 empty] | Deutsche Bank | Cancelled |  |  |  |  | None | The ministry broke off a concession contract for the Kalivac power plant with the Italian company BEG which agreed to build a 108 MW hydropower plant in 2012 but failed to complete the project. BEG filed law suits against a number of local subcontractors. Capacity: 90 (Ministry). 130 (Bechetti). 108 (Enel). Deutsche Bank funded the works for two years, until 2009, and then left. As a result Kalivac HPP project suffered a blockage in loans that Deutsche Bank had committed to deliver and that forced BEG to refinance the project directly. As of November 2012, BEG paid cca EUR 80,000,000.00 for the realization of the project and amount to about 40% of the total work. BEG sued Deutsche Bank. Lack of employment contracts, salaries and social security has forced workers on the Kalivac HPP to stage protests, supported by the residents of the village on December 7, 2013. According Astrit Dervish, head of the municipality of Krahës, construction of HPP for years has caused problems in the lives of residents. Police arrested four citizens for illegal rally. | https://balkangreenenergynews.com/albania-published-tender-for-hpp-kalivac/ https://invest-in-albania.org/consortium-wins-bid-kalivac-hpp-vjosa-river/ http://www.energjia.gov.al/al/njoftime/deklarata-per-shtyp/shpallja-e-rezultatit-te-procedures-konkurruese-per-ndertimin-e-hec-it-kalivac https://www.kap.org.tr/en/sirket-bilgileri/ozet/872-ayen-enerji-a-s http://open.data.al/opencorporate/agreements/Fituesi_Kalivac.pdf http://www.begspa.com/eng/idroelettrico.htm; http://www.corriere.it/notizie-ultima-ora/Economia/Enel-Beg-Cerroni-Becchetti-chiede-430mln-sentenza-Albania/23-05-2012/1-A_001599062.shtml; http://www.pietrangeli.com/kalivac-gravity-dam-design-hydropower-albania-europe#; http://www.seaconsult.eu/dmdocuments/cv_sea_en_2013.pdf; http://www.news.balkanenergy.com/files/EnergyNews_2007_III_2.pdf; http://www.manliocerroni.it/wp-content/uploads/2014/06/21giugnorispostabeg.pdf http://www.ilgiornale.it/news/politica/becchetti-litaliano-quante-ombre-sul-re-delle-antenne-1076258.html; http://www.lanotiziagiornale.it/tirana-non-vede-le-inchieste-sberla-di-cerroni-allenel-gli-affari-del-re-delle-discariche-in-albania-passo-avanti-nel-contenzioso-da-430-milioni/; http://www.latuavoce.it/notizie/stampabile.asp?id=51698; http://www.google.cz/url?sa=t&rct=j&q=&esrc=s&source=web&cd=8&ved=0CFQQFjAH&url=http%3A%2F%2Fvizionplus.al%2Ftepelene-punetoret-ne-proteste-per-pagat%2F&ei=KDLwVJamCISrU92DgLAJ&usg=AFQjCNGiAS_K1QorLFHrJgHqv8F0Wo5Euw&sig2=tCE9qYJ6xwXsuDf8wcgJMw&bvm=bv.87269000,d.d24&cad=rja; https://www.youtube.com/watch?v=lPxb6eCJpj0; http://abkons.com/en/kalivac-green-energy/
AL_HP_039 | Albania | Kaludh | Vjosa | Vjosa |  | Unclear |  | Vjosa | National strict protected area Emerald | Inside |  | 75 |  | not identified | not identified | [8 empty] | unclear | [16 empty] | N/A |  | https://www.energy-community.org/portal/page/portal/ENC_HOME/DOCS/36341/0633975AA1057B9CE053C92FA8C06338
AL_HP_040 | Albania | Kelcyre (also Kelcyra) | Vjosa | Vjosa |  | Existing |  | Vjosa | Other protected area (protected landscape or nature monument) | Inside | 0.002 | 0 |  | not identified | not identified | [8 empty] | operational>10 | 1978 | [15 empty] | N/A | The HPP has impact on the Zheji Natural Park. | https://www.wbif.eu/content/stream//Sites/website/library/WBEC-REG-ENE-01-BR-1-Role-of-hydropower-04.12b.pdf
AL_HP_041 | Albania | Klos | Shengjin | Mat | Fan; Lezhe; Mirdite | Greenfield |  |  |  |  | 1.52 | 0 |  | Malido-Energji shpk | not identified |  |  | private | 1 | 2009 | 30 | 22.10.2039 |  | operational<5 | 2012 | [15 empty] | Not identified |  | http://www.energjia.gov.al/files/userfiles/Strategjike/Lista_totale_e_HEC-eve_ne_prodhim_deri_fund_2014.pdf
AL_HP_042 | Albania | Drin River cascade / Komani (also Koman) | Drin |  | Shkodra (also Shkoder) | Rehabilitation |  |  |  |  | 0 | 600 |  | Korporata Elektroenergjitike Shqiptare sh.a (KESH) | not identified |  |  | public | [5 empty] | operational>10 | 1985 |  |  |  |  | AL-MDB | European Bank for Reconstruction and Development (EBRD) | Signed | credit | 12.7 |  |  |  | Swiss Agency for Development & Co-operation (SDC) |  |  | Yes | Rehabilitation of Komani, Fierza and Vau i Dejes HPPS was financed under: 1/ World Bank's Energy Community of South East Europe APL Program – the APL 5 for Albania Dam Safety Project (a part of a larger Dam Safety program financed in parallel by other international financial institutions (IFIs) such as SECO-Switzerland, KfW Germany, the European Bank for Reconstruction and Development (EBRD), and the Government of Albania). 2/ World Bank's DAM SAFETY - ADDITIONAL FINANCING | http://www.worldbank.org/projects/P110481/energy-community-south-east-europe-apl-program-apl-5-albania-dam-safety?lang=en
| Albania | Drin River cascade / Komani (also Koman) |  |  |  | Existing | [7 empty] | not identified | not identified | [14 empty] | AL-MDB | International Development Agency (IDA) | Signed | [5 empty] | Kreditanstalt für Wiederaufbau (KfW) |  |  | Yes | Original currency MDB finance: portion of 35.30 mil. USD. project financed along other projects under the Energy Community of South East Europe APL Program - APL 5 for Albania DAM SAFETY | http://www.worldbank.org/projects/P110481/energy-community-south-east-europe-apl-program-apl-5-albania-dam-safety?lang=en
| Albania | Drin River cascade / Komani (also Koman) |  |  |  | Existing | [7 empty] | not identified | not identified | [14 empty] | AL-MDB | International Bank for Reconstruction and Development (IBRD) | Signed | [8 empty] | Yes | Original currency MDB finance: portion of 21.6 mil. USD. project financed along other projects under the Energy Community of South East Europe APL Program - APL 5 for Albania DAM SAFETY | http://www.worldbank.org/projects/P110481/energy-community-south-east-europe-apl-program-apl-5-albania-dam-safety?lang=en
AL_HP_043 | Albania | Kryezi 1 and Kryezi i Eperm cascade / Kryezi 1 | Perroi i madh | Mat | Gjegjan; Puke; Shkoder | Greenfield |  |  |  |  | 0.6 | 0 |  | Bekim Energjetik shpk | not identified |  |  | private | 2 | 2009 | 35 |  |  | operational<5 | 2013 | [15 empty] | Not identified |  | http://www.ere.gov.al/doc/Annual_Report_2013.pdf
AL_HP_044 | Albania | Kukur 2 |  |  |  | Duplicate | [7 empty] | not identified | not identified | [8 empty] | unclear | N/A | [15 empty] | N/A | Duplicate: see Kukur cascade / Kukur 2 | http://www.albeiti.org/regjistri-i-koncensioneve-hidroenergjitike/
AL_HP_045 | Albania | Lajthize and Mullias concession / Lajthize | Lajthize |  |  | Greenfield |  |  |  |  | 0 | 4.485 |  | Merga shpk | not identified |  |  | private | 3 | 2009 |  |  |  | unclear | N/A | [15 empty] | None | Not clear if concession still valid, not listed in 2016 EITI report. | http://www.albeiti.org/wp-content/uploads/2014/03/EITI-FINAL_2013-2014_FINAL_ALB.pdf
AL_HP_046 | Albania | Lanabregas 1+2 |  |  |  | Existing |  |  |  |  | 5 | 0 |  | HPP Lanabregas | Ujesjelles-Kanalizime Tirane |  | 100 | public |  | 2009 | 30 | 25/03/2039 |  | operational>10 | Unclear | [15 empty] | N/A | The Albanian Public Water Supply Company acquired Lanabregas HPP for EUR 15 million in May 2012 | http://www.energetika.net/eu/novice/oil-and-oil-derivatives/albanian-public-water-supply-company-acquires-hec-lanabregas; http://www.ikub.al/LIGJE/1201300165/Article-PeR-LICENCIMIN-E-SHOQeRISe-HEC-LANABREGAS-SHA-Ne-AKTIVITETIN-E-PRODHIMIT-Te-ENERGJISe-ELEKTRIKE-NGA-HEC-LANABREGAS.aspx
AL_HP_048 | Albania | Lubonje | Lubonja | Shkumbin | Korce | Greenfield |  |  |  |  | 0.3 | 0 |  | Elektro Lubonje shpk (also Elektro Lubonja shpk) | not identified |  |  | private | 1 | 2009 |  |  | Cheng Hsiung International Corporation (China) | operational 5-10 | 2010 | [15 empty] | Not identified |  | http://www.ere.gov.al/doc/Raporti_Vjetor_2016.pdf, http://www.ere.gov.al/doc/Annual_Report_2010_ENG.pdf
AL_HP_049 | Albania | Lure cascade (also Lura) / Lure 1 | Water intake: +1057.89 Molla lura River | Drin-Bune | Lure; Diber | Greenfield |  | Lura | National strict protected area Emerald | Inside | 6.54 |  |  | Erdat Lura shpk | Erdat | Italy | Etea Rinnovabili | private | 3 | 2009 |  |  | Euro Lines shpk (Albania); Andritz Group (Austria); Etea Group (Italy); Eltech srl (Italy) | operational 5-10 | 2012 | [9 empty] | Banca Intesa | Invested | 7.5 |  |  |  | Yes | The plant is located outside of the national park, however with direct impacts on it as it takes water from the Big Lake located in the core zone of the Lura NP. Controversial deforestation linked with the project. Loan taken via several daughter companies of Etea group. Project designer Dekliada mentions that the project is financed by the EBRD. | http://www.eurolinesalbania.com/#!project/cngp; http://dekliada-alb.al/en/lure-cascade-hpp http://www.qkb.gov.al/umbraco/Surface/SearchSurface/DownloadDocument?documentCode=E8DDD8B3-1A5A-42A4-A8D3-A3DF8BB39E2D http://dekliada-alb.al
AL_HP_050 | Albania | Lure cascade (also Lura) / Lure 2 | Water intake: +878 Molla lura River | Drin-Bune | Lure; Diber | Greenfield |  | Lura | National Park | Outside | 4.02 |  |  | Erdat Lura shpk | Erdat |  | Etea Rinnovabili | private | see Lure 1 | 2009 |  |  | Euro Lines shpk (Albania); Andritz Group (Austria); Etea Group (Italy); Eltech srl (Italy) | operational 5-10 | 2012 | [9 empty] | Banca Intesa | Invested |  |  |  |  | Yes | See Lure 1 | See Lure 1
AL_HP_051 | Albania | Lure cascade (also Lura) / Lure 3 | Water intake: +878 Arre molla River | Drin-Bune | Lure; Diber | Greenfield |  | Lura | National Park | Outside | 5.66 |  |  | Erdat Lura shpk | Erdat |  | Etea Rinnovabili | private | see Lure 1 | 2009 |  |  | Euro Lines shpk (Albania); Andritz Group (Austria); Etea Group (Italy); Eltech srl (Italy) | operational 5-10 | 2012 | [9 empty] | Banca Intesa | Invested |  |  |  |  | Yes | See Lure 1 | See Lure 1
AL_HP_052 | Albania | Mallkasterra (also Mallkaster) | Zalli i Okshtunit |  |  | Greenfield |  |  |  |  | 0 | 30.65 |  | Mix Tecnic, 2 T, Perxhola,Albadi, UDSA , ME-AJ, shpk | not identified |  |  |  | 10 | 2009 |  |  |  | unclear | N/A | [15 empty] | None | Not clear if concession still valid, it is not mentioned on eg. the EITI 2016 list. | http://www.ecoalbania.org/wp-content/uploads/2017/05/HPPs_al_final-report_me-kapak.pdf
AL_HP_054 | Albania | Devoll cascade / Moglice | Devoll |  | Moglice commune; Korca District | Greenfield |  |  |  |  | 0 | 172 | 455 | Devoll Hydropower Sh.A. | Statkraft AS | Norway | 100% | private | see Banje | 2009 |  |  | Norplan (Norway), Alstom (France), Sweco (Sweden), AF-Consult Switzerland; Limak Construction Group (Turkey); Norconsult (Norway) | under construction | N/A | EUR | 300 | 300 | [12 empty] | Not identified | "Originally developed under JV between Statkraft and EVN. In March 2013, Norwegian Statkraft AS and Austrian EVN AG signed an agreement by which Statkraft acquired EVN’s 50 percent stake in Devoll Hydropower ShA. Investments in a group company, Statkraft Markets B.V., Amsterdam/Netherlands, were increased by EUR 51.2 million in 2013. The investment in Statkraft Markets B.V. was made to provide financing for a power plant construction by one of its subsidiaries: Devoll Hydropower Sh. A., Tirana/Albania. Workers protests against working conditions in August 2014: http://www.devollhydropower.al/new/?p=8441. This was the second time within 3 months Banja hydropower plant workers protested against low wages and fulfilling the conditions at work. When the decision was taken to boycott work, workers were threatened by police officers called by representatives of the firm ""Limak. CDM project Rockslide kills three working on Albania's Moglice hydropower project in June 2014 Norwegian company Statkraft has so far invested EUR 150 million in the construction of Moglice hydro power plant....Additional EUR 150 million will be invested before completion, | http://www.statkraft.de/Statkraft/Documents/de/Investor%20Relations/Anual%20Report%202013%20Statkraft%20Markets%20GmbH_Web%20Vers._ENGLISH.pdf; http://www.limak.com.tr/sectors/construction/projects/dams http://balkangreenenergynews.com/statkraft-invested-eur-150-million-construct-hpp-moglice/
AL_HP_055 | Albania | Lajthize and Mullias concession / Mullias | Mullias |  |  | Greenfield |  |  |  |  | 0 | see Lajthize |  | Merga shpk | not identified |  |  | private | see Lajthize | 2009 |  |  |  | unclear | N/A | [15 empty] | None | Not clear if concession still valid, it is not mentioned on eg. the EITI 2016 list. | http://www.albeiti.org/wp-content/uploads/2016/02/Regjistri-i-kocensioneve-n%C3%AB-sektorin-e-hidroenergjitik.pdf
AL_HP_056 | Albania | Murdhar 1 and 2 cascade / Murdhar 1 | Murdhari or Zallit | Ishem-Erzen |  | Greenfield |  |  |  |  | 0 | 2.68 |  | HydroEnergy shpk | SOL spa | Italy | 75% | private | 2 | 2009 |  |  | Unitec Studio Projekt Ltd (Albania) | operational<5 | 2014 | [15 empty] | Not identified |  | http://www.sol.it/english/bil2013.pdf; http://www.sol.it/english/bil2011.pdf, http://www.ere.gov.al/doc/Annual_Report_2014.pdf, https://www.wbif.eu/content/stream//Sites/website/library/WBEC-REG-ENE-01-BR-1-Role-of-hydropower-04.12b.pdf
AL_HP_059 | Albania | Peqin |  |  |  | Greenfield |  |  |  |  | 0 | 4.1 |  | HEC Peqin shpk | not identified |  |  | private | 1 | 2009 |  |  |  | potential | N/A | [15 empty] | None | On November 11, 2011, the Ministry of Economy cancelled concession deal with HEC-I Peqin for the construction and upgrade of hydro power plant as the concessionaire failed to meet the contractual obligations. However it still appears on later EITI lists of concessions. | http://renewables.seenews.com/news/albania-cancels-12-hydro-power-plant-concession-deals-209853, http://www.albeiti.org/wp-content/uploads/2016/02/Regjistri-i-kocensioneve-n%C3%AB-sektorin-e-hidroenergjitik.pdf, http://www.albeiti.org/regjistri-i-koncensioneve-hidroenergjitike/
AL_HP_060 | Albania | Permet | Vjosa |  |  | Unclear |  | Vjosa | Other protected area (protected landscape or nature monument) | Inside |  |  |  | not identified | not identified | [8 empty] | unclear | [16 empty] | N/A |  | No information found
AL_HP_061 | Albania | Skavica cascade / Skavica 1 | Drin |  |  | Unclear |  |  |  |  | 0 | 130 |  | not identified | not identified | [8 empty] | planned | N/A |  |  | 538 |  | AL-MDB | European Bank for Reconstruction and Development (EBRD) | Planned | credit | [7 empty] | N/A | In September 2014, KESH met with Turkish companies "Suzer Group" and "Nurol Holding" about possible investment in the Skavica HPP. Tassara-Geoteca Progetti-Kinglor Consortium listed as a promoter of the project in some documents. The current scheme probably consists of two plants (see also Skavica 2). EBRD is a lead MDB administering the WBIF grant for developing appropriate studies. | http://www.skyscrapercity.com/showthread.php?t=326771; http://aea-al.org/wp-content/uploads/2014/07/study_on_assessment_of_res_potentials_in_albania.pdf; http://gazetamendimi.com/dy-kompani-turke-te-gatshme-te-investojne-per-hec-skavica/; http://www.jci-plant.or.jp/010jci/pdf/H21_ENE-1-B-albania-Report.pdf https://www.wbif.eu/wbif-projects/details?code=PRJ-ALB-ENE-008&ogtitle=Skavica%20Hydro%20Power%20Plant&ogdescription=PRJ-ALB-ENE-008&ogimage=Sites/website/projects/PRJ-ALB-ENE-008/Skavica%20HPP.bmp
AL_HP_062 | Albania | Picar 1 | Gurra or Reza e Kolonjes |  | Kolonje | Greenfield |  |  | Other protected area | Inside | 0.2 | 0 |  | Peshku Picar 1 shpk | not identified |  |  | private | 1 | 2009 |  |  |  | operational 5-10 | 2011 | [15 empty] | Not identified | 2011 assumed date based on ERE reports | http://www.ere.gov.al/doc/Raporti_Vjetor_2016.pdf, http://www.albeiti.org/regjistri-i-koncensioneve-hidroenergjitike/, http://www.ere.gov.al/doc/Annual_Report_2013.pdf
AL_HP_063 | Albania | Pocem | Vjosa |  |  | Greenfield | [7 empty] | KOVLU ENERGJI | ÇINAR-SAN HARFIYAT NAKLIYAT INSAAT TURIZM SANAYI VE TICARET LIMITED SIRKETI AYEN ENERJI | Turkey | [7 empty] | planned | N/A | [15 empty] | Not identified | On 3/5/2017 Albanian Administrative Court ruled that the EIA as well as the public consultation process, was highly deficient. | http://open.data.al/opencorporate/agreements/Pocem.pdf https://www.euronatur.org/en/news/detail/news/dam-project-stopped-for-the-present/
AL_HP_064 | Albania | Prelle | Urake | Mat | Mat; Diber | Greenfield |  |  |  |  | 14.97 | 0 |  | PRELL ENERGY | Endi-E | Italy, Albania | G & C HYDROPOWER | private |  | 2013 |  |  |  | operational<5 | 2016 | [9 empty] | Banca Intesa | Invested | 8 |  |  |  | Not identified | Seems there was an older version of the project with 2 plants | http://azure.ikub.al/LIGJE_CATEGORY/17/12/20/MBI-LICENCIMIN-E-SHOQeRISe-PRELL-ENERGY-SHPK-Ne-AKTIVITETIN-E-PRODHIMIT-Te-ENERG-0078.aspx http://www.opencorporates.al/sq/nipt/l17610901s http://www.qkb.gov.al/umbraco/Surface/SearchSurface/DownloadDocument?documentCode=68FDBDF9-77B8-44C7-8FE6-FE1AD3854AB4, http://www.ere.gov.al/doc/Raporti_Vjetor_2016.pdf, http://www.albeiti.org/regjistri-i-koncensioneve-hidroenergjitike/
AL_HP_065 | Albania | Qukes concession - Qukes 3 | Shkumbin | Shkumbin | Elbasan | Greenfield |  | Shkumbin | Other protected area (protected landscape or nature monument) | Inside | 0 | 2.9 |  | Qukes Power | not identified |  |  | private | 9 | 2011 |  |  |  | concession awarded | N/A | [15 empty] | Not identified | Qukes 1 and 2 are in another concession. Not clear whether concession is still valid, plants do not seem to have been built | http://www.albeiti.org/regjistri-i-koncensioneve-hidroenergjitike/
AL_HP_065 | Albania | Qukes concession - Qukes 4 | Shkumbin | Shkumbin | Elbasan | Greenfield |  | Shkumbin | Other protected area (protected landscape or nature monument) | Inside | 0 | 2.9 |  | Qukes Power | not identified |  |  | private | 9 | 2011 |  |  |  | concession awarded | N/A | [15 empty] | Not identified |  | http://www.albeiti.org/regjistri-i-koncensioneve-hidroenergjitike/
AL_HP_065 | Albania | Qukes concession - Qukes 5 | Shkumbin | Shkumbin | Elbasan | Greenfield |  | Shkumbin | Other protected area (protected landscape or nature monument) | Inside | 0 | 10.8 |  | Qukes Power | not identified |  |  | private | 9 | 2011 |  |  |  | concession awarded | N/A | [15 empty] | Not identified |  | http://www.albeiti.org/regjistri-i-koncensioneve-hidroenergjitike/
AL_HP_065 | Albania | Qukes concession - Qukes 6 | Shkumbin | Shkumbin | Elbasan | Greenfield |  | Shkumbin | Other protected area (protected landscape or nature monument) | Inside | 0 | 4.9 |  | Qukes Power | not identified |  |  | private | 9 | 2011 |  |  |  | concession awarded | N/A | [15 empty] | Not identified |  | http://www.albeiti.org/regjistri-i-koncensioneve-hidroenergjitike/
AL_HP_065 | Albania | Qukes concession - Qukes 7 | Shkumbin | Shkumbin | Elbasan | Greenfield |  | Shkumbin | Other protected area (protected landscape or nature monument) | Inside | 0 | 6.6 |  | Qukes Power | not identified |  |  | private | 9 | 2011 |  |  |  | concession awarded | N/A | [15 empty] | Not identified |  | http://www.albeiti.org/regjistri-i-koncensioneve-hidroenergjitike/
AL_HP_065 | Albania | Qukes concession - Qukes 8 | Shkumbin | Shkumbin | Elbasan | Greenfield |  | Shkumbin | Other protected area (protected landscape or nature monument) | Inside | 0 | 6.6 |  | Qukes Power | not identified |  |  | private | 9 | 2011 |  |  |  | concession awarded | N/A | [15 empty] | Not identified |  | http://www.albeiti.org/regjistri-i-koncensioneve-hidroenergjitike/
AL_HP_065 | Albania | Qukes concession - Qukes 9 | Shkumbin | Shkumbin | Elbasan | Greenfield |  | Shkumbin | Other protected area (protected landscape or nature monument) | Inside | 0 | 15 |  | Qukes Power | not identified |  |  | private | 9 | 2011 |  |  |  | concession awarded | N/A | [15 empty] | Not identified |  | http://www.albeiti.org/regjistri-i-koncensioneve-hidroenergjitike/
AL_HP_065 | Albania | Qukes concession - Qukes 10 | Shkumbin | Shkumbin | Elbasan | Greenfield |  | Shkumbin | Other protected area (protected landscape or nature monument) | Inside | 0 | 4.98 |  | Qukes Power | not identified |  |  | private | 9 | 2011 |  |  |  | concession awarded | N/A | [15 empty] | Not identified |  | http://www.albeiti.org/regjistri-i-koncensioneve-hidroenergjitike/
AL_HP_065 | Albania | Qukes concession - Qukes 11 | Shkumbin | Shkumbin | Elbasan | Greenfield |  | Shkumbin | Other protected area (protected landscape or nature monument) | Inside | 0 | 5.4 |  | Qukes Power | not identified |  |  | private | 9 | 2011 |  |  |  | concession awarded | N/A | [15 empty] | Not identified |  | http://www.albeiti.org/regjistri-i-koncensioneve-hidroenergjitike/
AL_HP_065 | Albania | Qukes concession - Qukes 12 | Shkumbin | Shkumbin | Elbasan | Greenfield |  | Shkumbin | Other protected area (protected landscape or nature monument) | Inside | 0 | 3.3 |  | Qukes Power | not identified |  |  | private | 9 | 2011 |  |  |  | concession awarded | N/A | [15 empty] | Not identified |  | http://www.albeiti.org/regjistri-i-koncensioneve-hidroenergjitike/
AL_HP_066 | Albania | Radove | Carshove | Vjosa | Kolonje | Greenfield | Powerhouse: 40.137266, 20.551491; Intake: 40.138697, 20.550883 | Bredhi i Hotovës-Dangelli | National park Emerald | Inside | 2 | 0 |  | MTC Energy shpk | not identified |  |  | private | 1 | 2009 |  |  |  | operational<5 | 2014 | [9 empty] | Raiffeisen Bank (Albania) | Invested |  |  |  |  | Yes | The plant is located at the proximity of the boundary of the Bredhi Hotoves NP - the rivers constituted the natural boundary of the NP. On 15.11.2013 MTC Energy shpk applied for electricity generation license for the Radove HPP. First year of generation appears to be 2014 based on ERE reports. Concession failure penalties: Penalty holder: concessionare for the construction of the HPP Radove; name blacked out in the document Total penalty amount:2,575,217 Currency:LEK Reason:"Pay LEK 2,575,217 (2,547,400 LEK (00:05% x 188 million LEK x 271 days (3/9 / 2009- 06.02.2010) plus interest LEK 28217)" Penalty issued: December 2012 | http://www.klsh.org.al/web/pub/ministrin_e_ekonomis_441_1.pdf; http://www.google.cz/url?sa=t&rct=j&q=&esrc=s&source=web&cd=1&ved=0CCMQFjAA&url=http%3A%2F%2Fere.gov.al%2Fdoc%2FNjoftim_15.11.2013.doc&ei=haHvVITqBcv_ygOVkoCABA&usg=AFQjCNGz-IWcyl3-0SJQOD2IWOmCJMHPgQ&sig2=UvrXdHHOI-hSEbD2283klw&bvm=bv.86956481,d.d2s&cad=rja, http://www.ere.gov.al/doc/Annual_Report_2014.pdf http://www.qkb.gov.al/umbraco/Surface/SearchSurface/DownloadDocument?documentCode=90CEE90F-FB7B-4C56-BA36-2E89FDC93F3B
AL_HP_067 | Albania | Langarice Cascade / Rajan 2 | Water source: +641.65 Langarica river + water from Hpp Osnat |  | Korce | Greenfield |  |  |  |  | 0 | 2.4 |  | Rajan Energy shpk | Emmecidue Srl | Italy | 100% | private | 12 | 2009 | 35 |  |  | concession awarded | N/A | [15 empty] | None | Not clear whether concession is still valid, it is in latest EITI report but not much other news. | http://www.asha.gov.al/wp-content/uploads/2014/06/28.Vendim.301-dt.18.04.2014.pdf; http://dekliada-alb.al/en/langarica-cascade-hpp, http://akm.gov.al/assets/vnm-rajan-2.pdf, http://www.albeiti.org/regjistri-i-koncensioneve-hidroenergjitike/
AL_HP_068 | Albania | Sasaj | Kalasa; Tatzati |  | Saranda | Greenfield |  | Protected Landscape | Other protected area | Inside | 8.6 | 0 |  | Energo-Sas shpk | Agna Group | Albania | 100% | private |  | 2006 | 30 | 2036 | Hydroprojekt (Czech Republic); Wonder-Studio (Albania); Wonder sha (Albania); SGE (China) | operational<5 | 2012 | EUR | 8.5 | 8.5 | [6 empty] | Raiffeisen Bank (Albania) | Completed |  |  |  |  | Yes | Works on Sasaj date back to 1978 and are connected with the construction of the Saranda coastal Irrigation system built on the river intake of Kalasa (Tatzati stream). Channel to the entrance of the tunnel, tunnel Sasaj, derivation channel were built. Sasaj tunnel 3.5 km in length, the tunnel is cut through the mountain from the Kalasa river to the coastal slopes continuing in a large canal. Sasaj HPP is to improve electricity supply to south coast tourist resorts. It was planned to be multipurpose - combining irrigation with power generation. WB document dated October 2012 notes CEZ Group (100% / Czech Republic) is the project sponsor. With decision No. 11/6 date 10.07.2006 of Urbanism Department of Lukova Commune, has been approved the destination of construction site and the right of way of Sasaj HPP works. Through an Agreement among Lukova Commune, Sasaj village and “ENERGO-SAS” company dated 26.11.2008, the project got a community approval. The residents of Lukjova objected to the establishment of the HPP in the village of Lukove, because the project sponsored by another company intended to exploit the steepness of the slopes and excesss water of Sasaj properties of residents which substantially damaged agricultural lands. Sasaj HPP is different frm the project submitted under the World Bank's Coastal Zone Management project due to the lack of an accord over land ownership. Instead, the project sponsor received unanimous support from Sasaj village community. A petition was carried out by the Lukova inhabitants, addressed to the Albanian and international institutions concerning the proposed hydro-electric plant in Sasaj Village. The World Bank answered that "While the objections raised in respect of this proposal [the HPP] may well be valid, they are not pertinent to the proposed South Coast Planning Regulations. The Consultants have commented on this proposal in the Engineering Report." An agreement was reached between the Concessionaire and Village of Sasaj on 26.11.2008. Also this support is confirmed and in the presence of municipal authorities Lukove, at the meeting of common in the village Sasaj to date. 12.28.2008 (minutes of the meeting tripartite: Community, the Municipal Presidency Lukove and concessionaire) HPP construction in the territory of the village Lukove was not allowed by the villagers. After protracted negotiations, because they could not convince Lukove residents, project sponsor moved the HPP 500 meters west Piqerasi territories. Residents say that there was no transparency. Violations of technical safety regulations caused flooding hundreds of hectares of agricultural lands in the village of Bunecit in 2013. Residents of Lukove seek financial compensation. The mayor of Lukjova villages submitted a lawsuit against owners Bunecit HPP to the Attorney. | http://energjia.al/tag/peruron/; http://gazetatelegraf.com/hec-i-i-bunecit-u-demton-tokat-banoret-denoncojne-ne-prokurori/ů http://km.gov.al/index.php?fq=brenda&m=news&lid=16532&gj=gj2; http://ppi-re.worldbank.org/data/project/energo-sas-sasaj-shpp-7408, http://siteresources.worldbank.org/INTALBANIA/Resources/Q&A_Southern_Coast_Development_Plan1.pdf
AL_HP_069 | Albania | Seke | Uraka | Mat |  | Greenfield |  |  |  |  | 0 | 11.2 |  | Seka Hydropower | not identified |  |  | private | 1 | 2013 |  |  |  | concession awarded | N/A | [15 empty] | Not identified |  | http://www.albeiti.org/regjistri-i-koncensioneve-hidroenergjitike/
AL_HP_070 | Albania | Selenice | Vjosa | Vjosa | Selenice | Greenfield | [7 empty] | none yet | none yet | [8 empty] | potential | [16 empty] | None | Old project, not being actively pushed at time of writing. | http://www.oranews.tv/videogaleri/vlore-selenica-pa-uje-banoret-botet-shperndahen-ne-zona-selektive/, http://balkanrivers.net/en/key-areas/vjosa-river
AL_HP_071 | Albania | Selice |  |  |  | Unclear | [7 empty] | not identified | not identified | [8 empty] | unclear | [16 empty] | N/A |  | No information found
AL_HP_072 | Albania | Selita |  |  | Tirana | Existing |  |  |  |  | 5 | 0 |  | not identified | not identified |  |  | public | [5 empty] | operational>10 | 1952 | [15 empty] | N/A |  | https://www.wbif.eu/content/stream//Sites/website/library/WBEC-REG-ENE-01-BR-1-Role-of-hydropower-04.12b.pdf
AL_HP_073 | Albania | Vlore | Shushica |  | Vlore | Unclear | [7 empty] | not identified | not identified | [8 empty] | unclear | [16 empty] | N/A |  | No information found
AL_HP_074 | Albania | Skavica cascade / Skavica 2 | Drin |  |  | Unclear | [5 empty] | 350 |  | not identified | not identified | [8 empty] | planned | N/A |  |  |  |  | AL-MDB | European Bank for Reconstruction and Development (EBRD) | Planned | [8 empty] | N/A | In September 2014, KESH met with Turkish companies "Suzer Group" and "Nurol Holding" about possible investment in the Skavica HPP. Tassara-Geoteca Progetti-Kinglor Consortium listed as a promoter of the project. | http://www.skyscrapercity.com/showthread.php?t=326771; http://aea-al.org/wp-content/uploads/2014/07/study_on_assessment_of_res_potentials_in_albania.pdf; http://gazetamendimi.com/dy-kompani-turke-te-gatshme-te-investojne-per-hec-skavica/; http://www.jci-plant.or.jp/010jci/pdf/H21_ENE-1-B-albania-Report.pdf
AL_HP_075 | Albania | Skoran |  |  |  | Unclear | [7 empty] | not identified | not identified | [8 empty] | unclear | [16 empty] | N/A |  | No information found
AL_HP_076 | Albania | Sllabinje cascade / Sllabinje (also Sllabinja or Slabinja or Slabinje or Sllabinje 1) | Shkumbini (also Shkumbin) | Shkumbin | Korca | Greenfield |  |  |  |  | 13.8 | 0 |  | Power Elektrik Slabinje shpk | not identified |  |  | private | 1 | 2008 |  |  |  | operational 5-10 | 2012 | [15 empty] | Not identified | Concession failure penalties: Penalty holder: concessionaire for the construction of HPP Sllabinje; name blacked out in the document Total penalty amount: 18,905,045 Currency: LEK Reason: "pay penalties in the amount of 18,905,045 LEK (0.05% x difference of outstanding investment (total value 1,290,117,500 LEK - LEK 1,089,000,000 value of investments to more dated 31/12/2010 with no. 10758 protocol, dated 13/12/2010) x 188 days (from 26/5 / 2010- 31/12/2010)." Penalty issued: December 2012 The company took a loan from Raiffeisen Bank in 2016. | http://www.klsh.org.al/web/pub/ministrin_e_ekonomis_441_1.pdf http://www.qkb.gov.al/umbraco/Surface/SearchSurface/DownloadDocument?documentCode=C657AF04-43E8-4311-A4A7-05E7B41D497E
AL_HP_077 | Albania | Smokthina (also Smokthine or Lepenice) | Shushica (also Sushice) |  | Vlore | Rehabilitation |  |  |  |  | 9.2 | 0 |  | Albanian Green Energy shpk | Essegei spa (owned by Alpiah srl holding company (Italy)) | Italy | [7 empty] | operational>10 | 2004 | [15 empty] | Not identified | With ERE’s decision no.2 of date 27.01.2003, ERE has withdrawn the license of “Essegei-Shqipëri” company for not fulfilling the license conditions and managing incapacities and Essegei-Shqipëri Smokthina company is appointed as administrator, to undertake the use of licensed equipments and this company will fulfill all the obligations defined in the license. With ERE’s Board of Commissioner’s decisions no.69 and no.70, dated 12.12.2007, ERE has transferred the licenses from the concessionary companies of Essegei Shqipëri Smokthina and Hydroelectric Company of Albania to Albanian Green Energy and Balkan Green Energy companies. On 09.09.2013 the Tirana District Court confirmed that it registered the civil cause Act no. 171 depositing date 04.06.2009,and registration date 05.06.2009 with complainant Mr. Grigor Zoraqi; defendants: Giorando Gorini, Aldo Francescheti, Essegei spa Company, Albanian Green Energy company, Balkan Green Energy company, the Economy, Trade and Energy Ministry and Energy Regulator Authority. ERE 2009 report says commissioned in 1974 http://www.ere.gov.al/doc/rap_vjet_2009_derguar_ne_kuvend.pdf | http://mobile.ikub.al/Lajme/LIGJE_CATEGORY/PeR-KUALIFIKIMIN-E-IMPIANTIT-PRODHUES-PeR-HEC-SMOKTHINA-Te-SHOQeRISe-ALBANIAN-GREEN-ENERGY-SHPK-SI-BURIM-I-RINOVUESHeM-ENERGJIE-1309110102.aspx; http://www.alltravels.com/albania/all-regions/bratraj/photos/current-photo-1332607; http://renewables.seenews.com/news/albania-licenses-smokthina-hpp-as-producer-of-renewable-energy-351678; https://cdm.unfccc.int/filestorage/q/v/UVZTEC5X7L1JRNS09PYABQM6WH3F24.pdf/PDD.pdf?t=NE98bnA5bW84fDAr54gQFSu8W0HfXct1TF2f
AL_HP_078 | Albania | Stojan |  |  |  | Greenfield |  |  |  |  | 0 | 1.4 |  | El-Er Energy shpk | not identified |  |  | private | 1 | 2008 |  |  |  | unclear | N/A | [15 empty] | None | On 26 July 2014 the Ministry of Energy and Industry initiated proceeding in cancellation of 14 concessionary contracts for the construction of 30 HPPs approved by Berisha's administration, including the Stojan HPP. However it still appears in a later concession list so it is not clear what the situation is. | http://gazeta-shqip.com/lajme/2014/07/26/anulohen-kontratat-e-koncesioneve-per-30-hec-e/, http://www.panorama.com.al/koncesionet-anulohen-14-kontrata-per-hec-e/, http://www.albeiti.org/regjistri-i-koncensioneve-hidroenergjitike/
AL_HP_080 | Albania | Thane and Mollas concession / Thane | Shishtavecit and Rekes |  | Fier Shegan; Fier | Greenfield |  |  |  |  | 0 | 3.9 |  | Delia Group shpk | not identified |  |  | private | 2 | 2008 | 35 |  |  | concession awarded | N/A | [15 empty] | None | Concession failure penalties: Penalty holder: concessionare for the construction of the HPPs Thane and Mollas; name blacked out in the document Total penalty amount:26,020,055 Currency:LEK Reason:"pay penalties calculated in value when 26,020,055 LEK (for 499 days x0.005% x 1,042,888,000 ALL)." Penalty issued: December 2012 | http://www.deliagroup.com.al/index.php/en/projects, http://www.albeiti.org/regjistri-i-koncensioneve-hidroenergjitike/
AL_HP_083 | Albania | Zaje-Turaj-Xhaferraj-Kollovoz-Novosejë-Meshtekën concession / Turaj | Shishtavecit and Rekes (also Reka-Topojan) | Drin-Bune | Kukes | Greenfield |  | Mali I Dajtit National Park | National Park | Inside | 0 | 2.92 |  | Reka sh.p.k; Albakonstruksion sh.p.k; Xhoino sh.p.k | not identified |  |  | private | 6 | 2012 |  |  |  | concession awarded | N/A | [15 empty] | Not identified |  | http://www.albeiti.org/regjistri-i-koncensioneve-hidroenergjitike/, http://www.ere.gov.al/doc/Raporti_Vjetor_2016.pdf
AL_HP_084 | Albania | Ujanik 2 | Ujanik | Shkumbin |  | Greenfield |  |  | Other protected area | Inside |  | 2.5 |  | HP Ujaniku Energy | not identified |  |  | private | 1 | 2011 |  |  |  | operational<5 | 2016 | [15 empty] | Not identified | Due-dilligence report prepared by Abkons in February-April 2015. | http://abkons.com/bkt/; http://www.qbz.gov.al/botime/fletore_zyrtare/2015/PDF-2015/194-2015.pdf, http://www.ere.gov.al/doc/Raporti_Vjetor_2016.pdf
AL_HP_085 | Albania | Ulzes (also Ulze or Ulza) | Mat |  |  | Duplicate |  |  | Other protected area | Inside | 25 | 0 |  | not identified | not identified | [8 empty] | operational>10 | 1958 | [15 empty] | N/A |  | https://www.wbif.eu/content/stream//Sites/website/library/WBEC-REG-ENE-01-BR-1-Role-of-hydropower-04.12b.pdf
AL_HP_086 | Albania | Ura e Prenit | Bushtrica | Shkumbin | Librazhd | Greenfield |  |  |  |  | 0 | 29 |  | Bushtrica Energy 2009 | not identified | [8 empty] | concession awarded | N/A | [15 empty] | None |  | http://www.albeiti.org/regjistri-i-koncensioneve-hidroenergjitike/
AL_HP_087 | Albania | Valbone (also Valbona) | Valbona | Drin | Tropoje | Greenfield |  | Lugina e Valbones National Park | National park Emerald | Inside | 0 | 2.3 |  | T’Plani shpk | not identified |  |  | private | 1 | 2009 |  |  |  | under construction | N/A | [15 empty] | Not identified | In the National Park, heavily opposed by locals and environmentalists. | https://al.linkedin.com/pub/sadik-llapashtica/3a/1a8/320; https://www.facebook.com/permalink.php?story_fbid=353672494789170&id=353424184814001, http://www.albeiti.org/regjistri-i-koncensioneve-hidroenergjitike/, http://www.journeytovalbona.com/wp-content/uploads/2016/01/FINAL-Opinion.pdf
AL_HP_088 | Albania | Drin River cascade / Vau i Dejes | Drin |  | Shkodra (also Shkoder) | Rehabilitation |  |  |  |  | 250 |  |  | Korporata Elektroenergjitike Shqiptare sh.a (KESH) | not identified |  |  | public | [5 empty] | operational>10 | 1971 |  |  |  |  | AL-MDB | International Development Agency (IDA) | Signed |  | see Drin River cascade / Komani |  |  |  | Kreditanstalt für Wiederaufbau (KfW) |  |  | Yes | Rehabilitation of Komani, Fierza and Vau i Dejes HPPS was financed under: 1/ World Bank's Energy Community of South East Europe APL Program – the APL 5 for Albania Dam Safety Project (a part of a larger Dam Safety program financed in parallel by other international financial institutions (IFIs) such as SECO-Switzerland, KfW Germany, the European Bank for Reconstruction and Development (EBRD), and the Government of Albania). 2/ World Bank's DAM SAFETY - ADDITIONAL FINANCING | http://www.worldbank.org/projects/P110481/energy-community-south-east-europe-apl-program-apl-5-albania-dam-safety?lang=en
| Albania | Drin River cascade / Vau i Dejes |  |  |  | Existing | [7 empty] | Korporata Elektroenergjitike Shqiptare sh.a (KESH) | not identified | [14 empty] | AL-MDB | International Bank for Reconstruction and Development (IBRD) | Signed |  | see Drin River cascade / Komani | [6 empty] | Yes |  | https://www.wbif.eu/content/stream//Sites/website/library/WBEC-REG-ENE-01-BR-1-Role-of-hydropower-04.12b.pdf
| Albania | Drin River cascade / Vau i Dejes |  |  |  | Existing | [7 empty] | not identified | not identified | [14 empty] | AL-MDB | European Bank for Reconstruction and Development (EBRD) | Completed | credit | see Fierza | [6 empty] | Yes |  | https://www.wbif.eu/content/stream//Sites/website/library/WBEC-REG-ENE-01-BR-1-Role-of-hydropower-04.12b.pdf
AL_HP_089 | Albania | Veleshica cascade / Veleshica 1 | Water source: 1550 in 2 axes by 0.5 m3/s |  |  | Greenfield | [5 empty] | 5.67 |  | Veleshica Energy sh.p.k | Energia e Territorio sa ? | Italy |  | private | 8 | 2009 | 35 |  |  | planned | N/A | [15 empty] | Not identified | On 15.07.2014 the Ministry of Culture approved a report on the reorganisation of the Veleshica cascade prepared by Agency Service for Archaeological Projects about archeological monitoring of the construction works. The report applied to Veleshica 1-6, and Sllove and Bjeshke promoted by Veleshica Energy shpk. On November 11, 2011, the Ministry of Economy cancelled concession deal with Veleshica Energy for the construction and upgrade of hydro power plant as the concessionaire failed to meet the contractual obligations. | http://www.balkans.com/open-news.php?uniquenumber=42618; http://www.ikub.al/LIGJE/911180053/Article-PeR-MIRATIMIN-E-KONTRATeS-Se-KONCESIONIT-Te-FORMeS-BOT-Te-LIDHUR-NDeRMJET-MINISTRISe-Se-EKONOMISe-TREGTISe-DHE-ENERGJETIKeS-DHE-BASHKIMIT-Te-SHOQeRIVE-ADVISOR-C-ENERGY-SHPK-POLISTAMP-SYSTEM-SRL-E-ENER.aspx; http://www.asha.gov.al/wp-content/uploads/2014/06/Vendimi-332-date-15.07.2014-HEC-Veleshica.pdf; http://renewables.seenews.com/news/albania-cancels-12-hydro-power-plant-concession-deals-209853; http://www.asha.gov.al/wp-content/uploads/2014/06/60.Vendim-332-dt.15.07.2014.pdf; http://dekliada-alb.al/en/veleshice-cascade-hpp
AL_HP_090 | Albania | Vertopit (also Vertop) |  |  |  | Greenfield |  | Osum tributary | National strict protected area Emerald | Inside | 0 | 1.52 |  | Hydro Salillari shpk | not identified |  |  | private | 1 | 2009 |  |  | Vaptech (Bulgaria) | operational<5 | 2016 | [15 empty] | Not identified |  | http://www.ere.gov.al/doc/Raporti_Vjetor_2016.pdf
AL_HP_092 | Albania | Vlaschuk | Devoll | Seman |  | Greenfield | [7 empty] | none yet | none yet | [8 empty] | potential | N/A | [15 empty] | None |  | http://www.ecoalbania.org/wp-content/uploads/2017/05/HPPs_al_final-report_me-kapak.pdf
AL_HP_093 | Albania | Vukel cascade / Vukel 1 | Cem i Vuklit | Drin-Bune | Vukel | Greenfield |  | Cem i Vuklit | National strict protected area Emerald | Inside | 0 |  |  | not identified | not identified | [8 empty] | potential | N/A | [15 empty] | None | Appears on old list of concessions but not newer ones and in 2009 ERE report but with a different sponsor. | http://www.albania-smallhydropower.org/Lista%20e%20Koncesioneve%20per%20Hidrocentralet%20e%20Vegjel%20ne%20Shqiperi.pdf, http://www.ere.gov.al/doc/rap_vjet_2009_derguar_ne_kuvend.pdf
AL_HP_094 | Albania | Vukel cascade / Vukel 2 | Cem i Vuklit | Drin-Bune | Vukel | Greenfield |  | Cem i Vuklit | National strict protected area Emerald | Inside | 0 |  |  | not identified | not identified | [8 empty] | potential | N/A | [15 empty] | None | Appears on old list of concessions but not newer ones and in 2009 ERE report but with a different sponsor. | http://www.albania-smallhydropower.org/Lista%20e%20Koncesioneve%20per%20Hidrocentralet%20e%20Vegjel%20ne%20Shqiperi.pdf, http://www.ere.gov.al/doc/rap_vjet_2009_derguar_ne_kuvend.pdf
AL_HP_095 | Albania | Zalli i Bulqizes (also Vajkali or Vajkal) concession | Zalli i Bulqize | Drin-Bune | Ternove; Diber | Greenfield |  |  |  |  | 0 | 5.3 |  | Teodori 2003 | not identified |  |  | private | 4 | 2011 |  |  |  | concession awarded | N/A | [15 empty] | None |  | http://www.albeiti.org/regjistri-i-koncensioneve-hidroenergjitike/, http://www.akbn.gov.al/wp-content/uploads/2014/10/Investime-Hec-e-Gusht-2015.pdf
AL_HP_097 | Albania | Stebleve | Zalli i Okshtunit |  |  | Greenfield |  | Shebenik-Jabllanice National Park | National Park | Inside | 0 | 3.4 |  | Pure Energy Stebleva shpk | not identified |  |  | private | 1 | 2008 |  |  |  | unclear | N/A | [15 empty] | Not identified | On November 11, 2011, the Ministry of Economy cancelled concession deal with Pure Energy Stebleva shpk for the construction and upgrade of hydro power plant as the concessionaire failed to meet the contractual obligations. On 26 July 2014 the Ministry of Energy and Industry initiated proceeding in cancellation of 14 concessionary contracts for the construction of 30 HPPs approved by Berisha's administration, including the Stebleve HPP. However the concession is still on the EITI concession list published in 2016. Concession failure penalties: Penalty holder: Concessionaire for the construction of HPP Stebleve; the name blacked out in the document Total penalty amount: Currency: LEK Reason: "pay duty in value from 47,504,895 LEK {595 days (25/12 / 2009-08.11.2011) x 0:05% / day x 159,680,320 ALL value from investments}." Penalty issued: December 2012 | http://renewables.seenews.com/news/albania-cancels-12-hydro-power-plant-concession-deals-209853; http://www.klsh.org.al/web/pub/ministrin_e_ekonomis_441_1.pdf; http://gazeta-shqip.com/lajme/2014/07/26/anulohen-kontratat-e-koncesioneve-per-30-hec-e/, http://www.albeiti.org/regjistri-i-koncensioneve-hidroenergjitike/, http://www.albeu.com/ekonomi/mete-zgjidh-12-kontrata-per-ndertimin-e-hec-ve-/51893/, http://www.panorama.com.al/koncesionet-anulohen-14-kontrata-per-hec-e/
AL_HP_098 | Albania | Lapaj (see Lapajt) |  |  |  | Duplicate | [7 empty] | not identified | not identified | [25 empty] | N/A | See Lapajt | http://www.albeiti.org/regjistri-i-koncensioneve-hidroenergjitike/
AL_HP_102 | Albania | Tervol | Holtes | Devoll | Pishaj; Gramsh; Elbasan | Greenfield |  |  |  |  | 10.6 | 0 |  | HEC Tervol shpk | not identified |  |  | private | 1 | 2007 | 02.06.2038 | 30 | possibly Zhejiang Jinlun E&M Co LTD (China) | operational 5-10 | 2010 | EUR |  | 8 | [12 empty] | Not identified | Raiffeisen may be the financier as it is listed as a partner by the project company, however this is not confirmed. 1st privately built HPP in Albania. WB document dated October 2013 notes Sava Kovacevic (100% / Serbia) is a project sponsor. Concession failure penalties: Penalty holder: concessionaire for the construction of HPP Tervol; name blacked out in the document Total penalty amount:11,198,104 Currency:LEK Reason:687,765 LEK penalty for failure to carry out the responsibility of production. For 2010-July 2011 must pay 9,510,339 LEK, payment of this unrealized by the concessionaire. The total obligation is11,198,104 (9,510,339 +1,687,765)" Penalty issued: December 2012 | http://www.klsh.org.al/web/pub/ministrin_e_ekonomis_441_1.pdf; http://www.hecitervolit.com/en/hec, http://renewables.seenews.com/news/private-investor-launches-8-0-mln-euro-hpp-in-albania-284549#, http://www.albeiti.org/regjistri-i-koncensioneve-hidroenergjitike/, http://www.ere.gov.al/doc/Annual_Report_2010_ENG.pdf
AL_HP_103 | Albania | Verbe-Selce cascade / Verbe-Selce 1 | Verbe | Shkumbin |  | Greenfield |  |  |  |  | 2.1 |  |  | Hydro Power Plant of Korca shkp | Fidia Ambiente (Italy); EdilEurope srl (Italy); Xhemi shpk (Albania) EdilEurope srl (Italy) is part of ADRE Group (Italy). Fidia Ambient (Italy) is a subsidiary of Fidia Finanziaria (Italy). |  |  | private | 1 | 2007 | 30 |  |  | operational<5 | 2012 |  |  |  |  | AL-MDB | European Bank for Reconstruction and Development (EBRD) | Completed | credit | 5.2 | [6 empty] | Yes | The EBRD financing is extended under the Bank’s Western Balkans Sustainable Energy Direct Financing Facility (WeBSEDFF). WeBSEDFF is part of the EBRD’s Sustainable Energy Initiative (SEI) addressing the challenges of climate change and energy efficiency. Adre Group: Verbe-Selce 1 has capacity of 1 MW Verbe-Selce concession granted for 1 HPP. WB dated October 2012 notes that AGNA Group (100% / Albania) is a project sponsor. EBRD Incentive Payments (capped) Verbe Selce 1+2:0,52 Total project costs: USD 10.6 million. | http://www.ebrd.com/cs/Satellite?c=Content&cid=1395236554032&d=Mobile&pagename=EBRD-RU%2FContent%2FContentLayout; http://en.adrehydropower.com/project-realized/albania-1/; http://www.fidiafin.com/en/Investments/Portfolio.aspx#Hydro_Power; http://ppi-re.worldbank.org/data/project/fidia-verbe-selce-1-2-shpp-7378; https://www.facebook.com/DEKLIADA/photos/a.398901410254807.1073741829.398875870257361/398901440254804/ů http://www.italiaoggi.it/news/dettaglio_news.asp?id=201210291954001971&chkAgenzie=PMFNW&sez=news&testo=&titolo=Energia:%20FidiaFin%20realizzera%27%20due%20centrali%20idro%20in%20Albania, http://www.albeiti.org/regjistri-i-koncensioneve-hidroenergjitike/, http://www.ere.gov.al/doc/Annual_Report__2015.pdf, http://www.ere.gov.al/doc/Annual_Report_2013.pdf
AL_HP_104 | Albania | Egnatia | Melgimes or Gure Zeze | Shkumbin | Hotolisht; Dardhe; Librazhd | Greenfield |  | Ura and Hotolosht tributaries | Other protected area (protected landscape or nature monument) | Inside |  | 5 |  | Remi shpk | not identified |  |  | private | 1 | 2007 | 30 | 11.10.2037 |  | unclear | N/A | [15 empty] | None | On February 4, 2015, the representative of Remi shkp and a notary were arrested and charged with fraud and abuse of office because of falsification of about 4 land onwership contracts. On 26 July 2014 the Ministry of Energy and Industry initiated proceeding in cancellation of 14 concessionary contracts for the construction of 30 HPPs approved by Berisha's administration, including the Egnatia HPP however it is still on the EITI concession list published in 2016. | http://www.lapsi.al/lajme/2015/02/04/nd%C3%ABrtuan-hec-me-kontrata-false-arrestohet-administratori-i-firm%C3%ABs-dhe-noteri; http://gazeta-shqip.com/lajme/2014/07/26/anulohen-kontratat-e-koncesioneve-per-30-hec-e/, http://www.panorama.com.al/koncesionet-anulohen-14-kontrata-per-hec-e/, http://www.albeiti.org/regjistri-i-koncensioneve-hidroenergjitike/
AL_HP_107 | Albania | Dhermi |  |  |  | Unclear | [7 empty] | not identified | not identified | [8 empty] | unclear | N/A | [15 empty] | N/A |  | No information found
AL_HP_1100 | Albania | Skorana Dam | Erzen |  |  | Unclear |  | Mali I Dajtit National Park | National Park | Inside |  |  |  | not identified | not identified | [8 empty] | unclear | N/A | [15 empty] | N/A | Not a hydropower plant, more for water supply | http://tiranasmart.city/wp-content/uploads/2016/01/L56-Skorana-Dam-and-Water-Treatment-Plant-Construction.pdf
AL_HP_112 | Albania | Bence cascade / Bence (also Benca) | Bence | Vjosa | Tepelene | Greenfield |  |  | Other protected area (protected landscape or nature monument) | Inside | 0 | 8.5 |  | Ferar Energy shpk | not identified |  |  | private | 2 | 2009 | 35 |  | IC clean energy solutions (Austria) | under construction | N/A | [15 empty] | Not identified | Between March 15-September 15, 2013 Ferar energy represented by Ferid Sukaj was granted an environmental permit for the construction of a HPP in Gjirokaster. On 26 July 2014 the Ministry of Energy and Industry initiated proceeding in cancellation of 14 concessionary contracts for the construction of 30 HPPs approved by Berisha's administration, including the Bence-Tepelene HPP. In February 2014? protests against construction of Bence Tepelene HPP. Tepelene Municipality claimed that contrary to the law and the agreement with the community the Bence HPP deviates river water which affects about three villages of the area, damaging residents and the ecosystem. According to the media, the disqualification of Energie Radici spa involved the corruption of the Minister of Economy, Genc Ruli. In the tender, Ruli favoured Ferrar shpk closely related to him. Ferrar shpk got a bonus of 5% of the points, on the grounds that this company was the original proponent of the HPP although the original idea came from another company, the BAC shpk. After Radici Energie spa's appeal against the first tender in 2011, second tender was organised. Alfa projekt 2006 (co-bidder with Ferar shkp) is related to MP Rajmonda Bulku and a relative of Genc Ruli. On January 29, 2009 Ferar shpk represented by Arjan Cukaj was granted an environmental permit for the construction of a HPP in Bence, Tepelene. In 2011 Radici Energie spa appealed to the Procurement Ombudsman and Procurement Agency against the decision of the Ministry of Economy to disqualify the company from the tender. Public Procurement Agency concluded that the company was unfairly disqualified. | http://agjencia.info/2011/01/11/hec-et-ne-bence-ps-u-favorizua-bashkeshorti-i-deputetes-se-pd-bulku/; http://www.ps.al/te-reja/ruli-favorizon-bashkeshortin-e-deputetes-bulku-11-01-2011/; http://channel7gjirokaster.blogspot.cz/2014/02/protesta-e-bences_7.html; http://gazeta-shqip.com/lajme/2014/07/26/anulohen-kontratat-e-koncesioneve-per-30-hec-e/, http://www.ecoalbania.org/wp-content/uploads/2017/04/Water_conflict_study-2017-1.pdf
AL_HP_113 | Albania | Peshku (also Peshke or Peshk) | Lene; Theken; Licone | Mat | Martanesh; Diber | Greenfield |  | Bashkimi i Perroi | Other protected area (protected landscape or nature monument) | Inside | 3.43 | 0 |  | Koka; Ergi Energy Peshk shpk | Shijaku group | Albania |  | private | 1 | 2008 |  |  |  | operational<5 | 2012 | [9 empty] | Raiffeisen Bank (Albania) | Invested | 1.8 |  |  |  | Yes | 128021320 ALL debt to RBZ registered in the 2015 financial report as well as 253628365 ALL in 2011 from Raiffeisen. Probably the same loan. Water conflict identified Concession failure penalties: Penalty holder: quque Total penalty amount: 2,810,700 Currency:LEK Reason:"pay the obligation in the amount of 2,810,700 LEK {308 days (period 26/2 / 2011- 31/12/2011) x 0:05 x 18,251,305 LEK % penalty (total investment value from 188,055,946 LEK - 169,804,641 LEK" Penalty issued: December 2012 | http://shijakugroup.al/new/?p=53 http://www.ecoalbania.org/wp-content/uploads/2017/04/Water_conflict_study-2017-1.pdf http://www.qkb.gov.al/umbraco/Surface/SearchSurface/DownloadDocument?documentCode=31AF35E6-FD14-4062-B7D4-D9E1A4767175
AL_HP_114 | Albania | Stavec (also Stravec) | Lene; Theken; Licone | Mat | Martanesh; Diber | Greenfield |  |  |  |  | 0 | 6 |  | Koka; Ergi Energy Peshk shpk | Shijaku group | Albania |  | private | 1 | 2008 |  |  |  | under construction | N/A | [15 empty] | Not identified | Raiffeisen bank mentioned in the financial report, but not clear if the loan was taken. | http://shijakugroup.al/new/?p=53, http://www.albeiti.org/regjistri-i-koncensioneve-hidroenergjitike/
AL_HP_115 | Albania | Lengarica cascade / Lengarica 1 (also Langarica) | Lengarice |  |  | Duplicate |  |  |  |  | 0 | 3.7 |  | not identified | not identified |  |  | private | 1 | 2008 |  |  |  | unclear | [16 empty] | N/A | See Lengarica. On 25.04. 2009, the Ministry approved modification of the concession from Lengarica 1 and Lengarica 2 to Lengarica with installed capacity of 8,906 MW. | See Lengarica
AL_HP_116 | Albania | Lengarica cascade / Lengarica 2 (also Langarica) | Lengarice |  |  | Duplicate |  |  |  |  | 0 | 2.5 |  | not identified | not identified |  |  | private |  | 2008 |  |  |  | unclear | [16 empty] | N/A | See Lengarica. On 25.04. 2009, the Ministry approved modification of the concession from Lengarica 1 and Lengarica 2 to Lengarica with installed capacity of 8,906 MW. | See Lengarica
AL_HP_117 | Albania | Tucep 2 | Tucepit | Drin-Bune | Ostren; Bulqize | Greenfield | [5 empty] | 1.4 |  | Duka T2 shpk | not identified |  |  | private | 1 | 2008 |  |  |  | planned | N/A | [15 empty] | Not identified | On 26 July 2014 the Ministry of Energy and Industry initiated proceeding in cancellation of 14 concessionary contracts for the construction of 30 HPPs approved by Berisha's administration, including the Tucep 2 HPP. On January 29, 2009 DUKA T2 shpk represented by Hysen Duka was granted an environmental permit for the construction of Tucep 2 HPP in Ostren, Bulqize, Diber. Concession failure penalties: Penalty holder: concessionare for the construction of the HPP Tucep 2; name blacked out in the document Total penalty amount:34,544,900 Currency:LEK Reason: "pay the penalty in the amount of 34,544,900 LEK (00:05% x 519 days x 133 121,000 LEK)" Penalty issued: December 2012 | http://www.klsh.org.al/web/pub/ministrin_e_ekonomis_441_1.pdf; http://gazeta-shqip.com/lajme/2014/07/26/anulohen-kontratat-e-koncesioneve-per-30-hec-e/, http://www.albeiti.org/regjistri-i-koncensioneve-hidroenergjitike/
AL_HP_118 | Albania | Strelca 1-3 cascade / Strelca 1 | Selce | Shkumbin |  | Greenfield |  |  |  |  | 1.504 | 0 |  | Strelca energy shpk | not identified |  |  | private | 3 | 2008 |  |  |  | operational<5 | 2016 | [15 empty] | Not identified | The original concession went to Busa shpk. Operation date deduced from ERE reports. | http://www.ere.gov.al/doc/Raporti_Vjetor_ERE_2015.pdf http://www.qkr.gov.al/search/search-in-trade-register/search-for-subject/, http://www.albeiti.org/regjistri-i-koncensioneve-hidroenergjitike/, http://www.ere.gov.al/doc/Raporti_Vjetor_2016.pdf, http://www.ere.gov.al/doc/Annual_Report__2015.pdf
AL_HP_119 | Albania | Strelca 1-3 cascade / Strelca 2 | Selce | Shkumbin |  | Greenfield |  |  |  |  | 0.3 | 0 |  | Strelca energy shpk | not identified |  |  | private | see Strelca 1 | 2008 |  |  |  | operational<5 | 2016 | [15 empty] | Not identified | The original concession went to Busa shpk. Operation date deduced from ERE reports. | http://www.ere.gov.al/doc/Raporti_Vjetor_ERE_2015.pdf http://www.qkr.gov.al/search/search-in-trade-register/search-for-subject/, http://www.albeiti.org/regjistri-i-koncensioneve-hidroenergjitike/, http://www.ere.gov.al/doc/Raporti_Vjetor_2016.pdf, http://www.ere.gov.al/doc/Annual_Report__2015.pdf
AL_HP_120 | Albania | Strelca 1-3 cascade / Strelca 3 | Selce | Shkumbin |  | Greenfield |  |  |  |  | 3.5 | 0 |  | Strelca energy shpk | not identified |  |  | private | see Strelca 1 | 2008 |  |  |  | operational<5 | 2016 | [15 empty] | Not identified | The original concession went to Busa shpk. Operation date deduced from ERE reports. | http://www.ere.gov.al/doc/Raporti_Vjetor_ERE_2015.pdf http://www.qkr.gov.al/search/search-in-trade-register/search-for-subject/, http://www.albeiti.org/regjistri-i-koncensioneve-hidroenergjitike/, http://www.ere.gov.al/doc/Raporti_Vjetor_2016.pdf, http://www.ere.gov.al/doc/Annual_Report__2015.pdf
AL_HP_121 | Albania | Kacni | Peshkut | Drin-Bune | Selishte; Diber | Greenfield |  | Peshkut | Other protected area (protected landscape or nature monument) | Inside | 4.5 |  |  | Kisi-Bio-Energji shpk | not identified |  |  | private | 1 | 2008 |  |  | Bulding and Construction shpk (Albania) | operational<5 | 2015 | [15 empty] | Not identified | Concession failure penalties: Penalty holder: concessionare for the construction of the HPP Kacni; name blacked out in the document Total penalty amount: 33,479,930 Currency:LEK Reason:"Pay 33,479,930 LEK (00:05% x 503 days (25/5 / 2010-13 / 10/2011 dated nr.2472 / 5, dated 13/10/2011 the approval of transfer of shares) x 133,121,000 LEK)" Penalty issued: December 2012 | http://www.klsh.org.al/web/pub/ministrin_e_ekonomis_441_1.pdf; http://www.building-construction.al/; http://www.ere.gov.al/doc/VENDIM_NR.44_2015.pdf
AL_HP_122 | Albania | Stravaj (also Stravej) | Radicine | Shkumbin | Elbasan | Greenfield |  |  |  |  | 3.6 |  |  | Stravaj Energy shpk | not identified |  |  | private | 1 | 2008 |  |  | Cheng Hsiung International Corporation (China) | operational<5 | 2015 | [15 empty] | Not identified |  | http://www.ere.gov.al/doc/Raporti_Vjetor_ERE_2015.pdf
AL_HP_123 | Albania | Rapuni 1-2 cascade / Rapuni 1 (also Rrapun) | Rapuni | Shkumbin | Librazhd | Greenfield |  | Shebenik-Jabllanicë | National park | Inside | 4.5 |  |  | C&S Construction Energy shpk | C & S CONSTRUCTION | Albania | Arjan Cukaj 50%, Ferid Cukaj 50% | private | 2 | 2008 |  |  | iC clean energy solutions GesmbH (Austria); Posch&Partner | operational<5 | unclear |  |  | 10.5 |  | AL-MDB | European Bank for Reconstruction and Development (EBRD) | Signed | credit | 7.2 | [6 empty] | Yes | Significant environmental and social impacts The EBRD financing is extended under the Bank’s Western Balkans Sustainable Energy Direct Financing Facility (WeBSEDFF). WeBSEDFF is part of the EBRD’s Sustainable Energy Initiative (SEI) addressing the challenges of climate change and energy efficiency. Incentive Payments (capped) for Rapuni 1+2: 1,20 There is an ownership link between the project sponsors of Rapuni 1-2 and Rapuni 3&4 | http://www.ic-group.org/en/projects/energy/project/proj/kleinwasserkraftwerk-rapuni.html; correspondence with EBRD http://www.qkr.gov.al/search/search-in-trade-register/search-for-subject/ https://bankwatch.org/publication/broken-rivers-impacts-european-financed-small-hydropower-plants-pristine-balkan-landscapes
AL_HP_124 | Albania | Rapuni 1-2 cascade / Rapuni 2 | Rapuni | Shkumbin | Librazhd | Greenfield |  | Shebenik-Jabllanicë | National park | Inside | 3.8 |  |  | C&S Construction Energy shpk | C & S CONSTRUCTION | Albania | Arjan Cukaj 50%, Ferid Cukaj 50% | private | see Rapuni 1 | 2008 |  |  | iC clean energy solutions GesmbH (Austria); Posch&Partner | operational<5 | unclear |  |  | see Rapuni 1 |  | AL-MDB | European Bank for Reconstruction and Development (EBRD) | Signed | credit | see Rapuni 1 | [6 empty] | Yes | Significant environmental and social impacts EBRD financing signed in 2011. The EBRD financing is extended under the Bank’s Western Balkans Sustainable Energy Direct Financing Facility (WeBSEDFF). Incentive Payments (capped) for Rapuni 1+2: 1,20 There is an ownership link between the project sponsors of Rapuni 1-2 and Rapuni 3&4 | http://www.ic-group.org/en/projects/energy/project/proj/kleinwasserkraftwerk-rapuni.html; correspondence with EBRD http://www.qkr.gov.al/search/search-in-trade-register/search-for-subject/ https://bankwatch.org/publication/-rivers-impacts-european-financed-small-hydropower-plants-pristine-balkan-landscapes
AL_HP_125 | Albania | Kabas 1-2 cascade / Kabash 1 | Vameces | Drin-Bune | Puke | Greenfield |  |  |  |  | 0 | 5.2 |  | Energji Univers | not identified |  |  | private | 2 | 2008 |  |  |  | concession awarded | N/A | [15 empty] | None |  | http://www.albeiti.org/regjistri-i-koncensioneve-hidroenergjitike/
AL_HP_126 | Albania | Kabas 1-2 cascade / Kabash 2 | Vameces | Drin-Bune | Puke | Greenfield |  |  |  |  | 0 | 0.6 |  | Energji Univers | not identified |  |  | private | see Kabash 1 | 2008 |  |  |  | concession awarded | N/A | [15 empty] | None |  | http://www.albeiti.org/regjistri-i-koncensioneve-hidroenergjitike/
AL_HP_127 | Albania | Martanesh (also Mertanesh) | Lene | Mat | Martanesh; Diber | Greenfield |  |  |  |  | 10.5 |  |  | Albanian Power shpk | not identified |  |  | private | 1 | 2008 |  |  | Hidroenergija d.o.o. | operational<5 | 2012 | [15 empty] | Not identified |  | http://www.albeiti.org/regjistri-i-koncensioneve-hidroenergjitike/, http://www.ere.gov.al/doc/Annual_Report_2013.pdf
AL_HP_128 | Albania | Suha 2 | Perroi i Vertopit |  | Vlora | Greenfield |  |  |  |  | 0 | 3.4 |  | Suha Energy | not identified |  |  | private | 1 | 2008 |  |  |  | concession awarded | N/A | [15 empty] | Not identified | Concession failure penalties: Penalty holder: concessionare for the construction of the HPP Suha 2; name blacked out in the document Total penalty amount:24,660,000 Currency:LEK Reason:"pay LEK 24,660,000 (005% x 137 days (dated 25/12 / 2010-11 / 05/2011, dated that's been done MEMO, Mr. Ministёr sector specialists of PPP) x 360,000,000 LEK)" Penalty issued: December 2012 | http://www.klsh.org.al/web/pub/ministrin_e_ekonomis_441_1.pdf; http://www.ps.al/te-reja/dy-hece-deputetes-se-pd-me-vendim-te-berishes-05-08-2010/, http://www.albeiti.org/regjistri-i-koncensioneve-hidroenergjitike/
AL_HP_129 | Albania | Vlushe (also Vlush) | Osoje (also Osoja) | Shkumbin or Seman | Corovoda; Skrapar | Greenfield |  |  |  |  | 14.2 | 0 |  | Roen Shpk | ANA Energy | Italy |  | private | 1 | 2008 |  |  | Vaptech (Bulgaria); Hidroenergija d.o.o (Slovenia) | operational<5 | 2014 |  |  | 16 | [6 empty] | Banka Kombetare Tregtare (Albania) | Completed |  |  |  |  | Yes |  | http://www.vaptech.bg/project/27-HPP-Vlushe-in-Albania-launched-into-operation; http://invest-in-albania.org/16-ml-eur-hec-vlushen-hydroelectric-power-plant-inagurated-corovode-skrapar/; http://www.parlament.al/web/Speaker_of_Parliament_Mr_Ilir_Meta_inaugurates_HEC_Vlushe_hydropower_in_Corovoda_18577_2.php; http://www.becquerel.it/download/company_profile_ita.pdf http://www.hidroenergija.net/upload/custom/files/Hidroenergija-References.pdf; http://www.ikub.al/LIGJE/1208220046/Article-PeR-FILLIMIN-E-PROCEDURAVE-MBI-SHQYRTIMIN-E-KeRKESeS-Se-SHOQeRISe-HEC-VLUSHE-SHPK-PeR-LeNIEN-PENG-Te-ASETEVE-Te-SAJ-SI-KOLATERAL-PRANe-BANKeS-KOMBe.aspx
AL_HP_130 | Albania | Bistrica 3 | Bistrica |  | Delvine; Vlore; Saranda | Greenfield |  |  |  |  | 1.658 | 0 |  | Bistrica 3 Energy shpk | not identified |  |  | private | 2 | 2008 |  |  |  | operational<5 | 2015 |  |  |  |  | AL-MDB | International Finance Corporation (IFC) | Signed | financial intermediary | 1.3 | Banka Credins (Albania) | Completed |  |  |  |  | Yes | IFC support: 600,000 + 653,709 EUR Between March 15-September 15, 2013 Bistrica 3 represented by Viktor Hykollari was granted an environmental permit for the construction of Bistrica 3 HPP in Sarande. In 2013, US businessman, Paul John McMann who led the company “Commonwealth Albanian Hydro Ventures, Inc”, was convicted for wire fraud with a value of 1.6 million USD. FBI had issued an international arrest order in 2010 and arrested McMann in Cyprus in 2011. McMann forged bank documents for receiving a loan of 450,000 USD. McMann claimed he managed Bistrica 3 HPP. On November 11, 2011, the Ministry of Economy cancelled concession deal with Bistrica 3 Energy for the construction and upgrade of hydro power plant as the concessionaire failed to meet the contractual obligations. Construction works on Bistrica 3 started in October of 2012. The company breached environmental permit. In August 2014 the works were halted (?) Residents of Mesopotam Commune protest and complain about the damages caused to the lands and water pollution, directing the complaints to the Commune of Mesopotam and the President of the Republic of Albania. Saranda halted construction of HPP Bistrica 3, over the river Bustricë after environmental specialists have found violations of environmental procedures. | http://www.sot.com.al/politike/7-raporte-nd%C3%ABrkomb%C3%ABtare-qeveria-berisha-m%C3%AB-e-korruptuara-n%C3%AB-planet-ja-firmat-q%C3%AB-fitojn%C3%AB-t%C3%AB; http://www.top-channel.tv/english/artikull.php?id=2157; http://renewables.seenews.com/news/albania-cancels-12-hydro-power-plant-concession-deals-209853; http://rea.crcd.org.al/news-item/hec-bistrica-3-ndalen-punimet/; http://shqiptarja.com/m/aktualitet/nd-rpriten-punimet-n--hec-in-e-bistric-sshkelen-kushtet-mjedisore-234842.html; http://ifcext.ifc.org/ifcext/spiwebsite1.nsf/ProjectDisplay/SII32190; E-mail from Credins Bank dated 9.6.2015ů http://www.noa.al/mob/index.php?type=artikull&id=113860.html http://www.ere.gov.al/doc/Raporti_Vjetor_ERE_2015.pdf
AL_HP_131 | Albania | Bistrica 4 | Bistrica |  |  | Greenfield | [7 empty] | Bistrica 3 Energy shpk | not identified |  |  | private | see Bistrica 3 | 2008 |  |  |  | concession awarded | N/A | [15 empty] | Not identified | Between March 15-September 15, 2013 Bistrica 3 represented by Viktor Hykollari was granted an environmental permit for the construction of Bistrica 3 HPP in Sarande. In 2013, US businessman, Paul John McMann who led the company “Commonwealth Albanian Hydro Ventures, Inc”, was convicted for wire fraud with a value of 1.6 million USD. FBI had issued an international arrest order in 2010 and arrested McMann in Cyprus in 2011. McMann forged bank documents for receiving a loan of 450,000 USD. McMann claimed he managed Bistrica 3 HPP. On November 11, 2011, the Ministry of Economy cancelled concession deal with Bistrica 3 Energy for the construction and upgrade of hydro power plant as the concessionaire failed to meet the contractual obligations. Construction works on Bistrica 3 started in October of 2012. The company breached environmental permit. In August 2014 the works were halted. Residents of Mesopotam Commune protest and complain about the damages caused to the lands and water pollution, directing the complaints to the Commune of Mesopotam and the President of the Republic of Albania. Saranda halted construction of the Hodrocentranlin "HPP Bistriaca 3", over the river Bustricë after environmental specialists have found violations of environmental procedures. | http://www.sot.com.al/politike/7-raporte-nd%C3%ABrkomb%C3%ABtare-qeveria-berisha-m%C3%AB-e-korruptuara-n%C3%AB-planet-ja-firmat-q%C3%AB-fitojn%C3%AB-t%C3%AB; http://www.top-channel.tv/english/artikull.php?id=2157; http://renewables.seenews.com/news/albania-cancels-12-hydro-power-plant-concession-deals-209853; http://rea.crcd.org.al/news-item/hec-bistrica-3-ndalen-punimet/; http://shqiptarja.com/m/aktualitet/nd-rpriten-punimet-n--hec-in-e-bistric-sshkelen-kushtet-mjedisore-234842.html
AL_HP_132 | Albania | Selishte | Perroi i madh | Drin-Bune | Selishte; Diber | Greenfield |  | Perroi I Madh | Other protected area (protected landscape or nature monument) | Inside | 2 | 0 |  | Selishte shpk | not identified |  |  | private | 1 | 2008 |  |  |  | operational<5 | 2012 | [15 empty] | Not identified | Concession failure penalties: Penalty holder: concessionare for the construction of the HPP Selishte; name blacked out in the document Total penalty amount:10.000.000 Currency:LEK Reason:pay the liability in the amount of 10.000.000 LEK (2 years (2009-2011) x 5.000.000) Penalty issued: December 2012 | http://www.klsh.org.al/web/pub/ministrin_e_ekonomis_441_1.pdf, http://www.ere.gov.al/doc/annual_report_2012.pdf
AL_HP_136 | Albania | Arreza cascade / Arrez 1 (also Arrez) |  | Vjosa | Memaliaj | Greenfield |  |  |  |  | 0 | 3.3 |  | Melova Arez | not identified |  |  | private | 4 | 2013 |  |  |  | concession awarded | N/A | [15 empty] | None |  | http://www.albeiti.org/regjistri-i-koncensioneve-hidroenergjitike/
AL_HP_140 | Albania | Veleshica cascade / Bjeshke (also Bjeshkeve) | Water source: 1865 m | Drin i Zi | Peshkopi | Greenfield |  |  |  |  | 0 | 0.67 |  | Velishica Energy | not identified |  |  | private | 8 | 2009 | 35 |  |  | unclear | N/A | [15 empty] | Not identified | On 15.07.2014 the Ministry of Culture approved a report on the reorganisation of the Veleshica cascade prepared by Agency Service for Archaeological Projects about archeological monitoring of the construction works. On November 11, 2011, the Ministry of Economy allegedly cancelled concession deal with Veleshica Energy for the construction and upgrade of hydro power plant as the concessionaire failed to meet the contractual obligations. However it remains on the 2016 EITI concessions list and the 2014 Ministry report mentioned above still treats Veleshica Energy as the concessionaire. | http://www.asha.gov.al/wp-content/uploads/2014/06/60.Vendim-332-dt.15.07.2014.pdf; http://dekliada-alb.al/en/veleshice-cascade-hpp, http://www.albeiti.org/regjistri-i-koncensioneve-hidroenergjitike/, http://www.panorama.com.al/hec-et-mete-zgjidh-kontratat-me-12-kompani/
AL_HP_141 | Albania | Borshi (also Borsh) | Borsh |  | Sarande (also Saranda) | Rehabilitation |  |  |  |  | 0.25 | 0.25 |  | Balkan Green Energy shpk | Essegei spa (owned by Alpiah srl holding company (Italy)) | Italy | 100% | private |  | 2002 | 30 |  |  | operational>10 | Unclear | [15 empty] | Not identified |  | http://www.ere.gov.al/doc/%281%29ere_annual_report_2011.pdf, http://www.albeiti.org/regjistri-i-koncensioneve-hidroenergjitike/
AL_HP_142 | Albania | Bradoshnica |  |  |  | Unclear |  | Lumi I Gashit Nature reserve | National strict protected area | Inside |  |  |  | not identified | not identified | [8 empty] | unclear | N/A | [15 empty] | N/A |  | No information found
AL_HP_143 | Albania | Bratila 2 | Devoll |  | Gramsh | Unclear |  |  |  |  | 0 | 3 |  | not identified | not identified | [8 empty] | potential | N/A | [15 empty] | N/A |  | http://aea-al.org/wp-content/uploads/2014/07/study_on_assessment_of_res_potentials_in_albania.pdf
AL_HP_144 | Albania | Bulqize | Hutres | Drin-Bune | Vajkal; Bulqize | Rehabilitation |  |  |  |  | 0.6 | 0.63 |  | Balkan Green Energy shpk | Essegei spa (owned by Alpiah srl holding company (Italy)) | Italy | 100% | private |  | 2002 | 30 |  |  | operational>10 | 1974 | [15 empty] | N/A |  | https://www.wbif.eu/content/stream//Sites/website/library/WBEC-REG-ENE-01-BR-1-Role-of-hydropower-04.12b.pdf
AL_HP_147 | Albania | Dornaj | Drin |  |  | Unclear | [7 empty] | not identified | not identified | [8 empty] | unclear | [16 empty] | N/A |  | No information found
AL_HP_148 | Albania | Erindi |  |  |  | Unclear | [7 empty] | not identified | not identified | [8 empty] | unclear | [16 empty] | N/A |  | No information found
AL_HP_150 | Albania | Funares | Lurnikut | Shkumbin | Librazhd | Rehabilitation |  |  |  |  | 1.92 | 0 |  | Balkan Green Energy shpk | Essegei spa (owned by Alpiah srl holding company (Italy)) | Italy | 100% | private |  | 2002 | 30 |  |  | operational>10 | [16 empty] | Not identified |  | http://www.albeiti.org/regjistri-i-koncensioneve-hidroenergjitike/
AL_HP_151 | Albania | Fuzuli |  |  |  | Unclear | [7 empty] | not identified | not identified | [8 empty] | unclear | [16 empty] | N/A |  | No information found
AL_HP_157 | Albania | Hormova |  |  |  | Unclear |  | Drino | Other protected area (protected landscape or nature monument) | Inside |  |  |  | not identified | not identified | [8 empty] | unclear | [16 empty] | N/A |  | No information found
AL_HP_159 | Albania | Kapnel |  |  |  | Unclear | [7 empty] | not identified | not identified | [8 empty] | unclear | [16 empty] | N/A |  | No information found
AL_HP_160 | Albania | Kaspice |  |  |  | Unclear | [7 empty] | not identified | not identified | [8 empty] | unclear | [16 empty] | N/A |  | No information found
AL_HP_167 | Albania | Lenia |  |  |  | Duplicate | [7 empty] | not identified | not identified | [8 empty] | unclear | N/A | [15 empty] | N/A | See Lenie | See Lenie
AL_HP_170 | Albania | Lunik | Lunik | Shkumbin | Librazhd | Rehabilitation |  |  |  |  | 0.2 | 0 |  | Balkan Green Energy shpk | Essegei spa (owned by Alpiah srl holding company (Italy)) | Italy | 100% | private |  | 2002 | 30 |  |  | operational>10 | Unclear | [15 empty] | N/A |  | https://www.wbif.eu/content/stream//Sites/website/library/WBEC-REG-ENE-01-BR-1-Role-of-hydropower-04.12b.pdf
AL_HP_173 | Albania | Misani |  |  |  | Unclear | [7 empty] | not identified | not identified | [8 empty] | unclear | N/A | [15 empty] | N/A |  | No information found
AL_HP_175 | Albania | Nikolica (also Nikolice) | Nikolices | Seman | Bilisht; Korca (also Korce) | Rehabilitation |  |  |  |  | 0.7 | 0 |  | Balkan Green Energy shpk | Essegei spa (owned by Alpiah srl holding company (Italy)) | Italy | 100% | private |  | 2002 | 30 |  |  | operational>10 | Unclear | [15 empty] | Not identified |  | http://www.albeiti.org/regjistri-i-koncensioneve-hidroenergjitike/
AL_HP_187 | Albania | Bjeleshica cascade / Sllove |  |  |  | Duplicate | [7 empty] | not identified | not identified | [8 empty] | unclear | N/A | [15 empty] | N/A | On 15.07.2014 the Ministry of Culture approved a report on the reorganisation of the Veleshica cascade prepared by Agency Service for Archaeological Projects about archeological monitoring of the construction works. On November 11, 2011, the Ministry of Economy allegedly cancelled concession deal with Veleshica Energy for the construction and upgrade of hydro power plant as the concessionaire failed to meet the contractual obligations. However it remains on the 2016 EITI concessions list and the 2014 Ministry report mentioned above still treats Veleshica Energy as the concessionaire. | http://www.asha.gov.al/wp-content/uploads/2014/06/60.Vendim-332-dt.15.07.2014.pdf; http://dekliada-alb.al/en/veleshice-cascade-hpp, http://www.albeiti.org/regjistri-i-koncensioneve-hidroenergjitike/, http://www.panorama.com.al/hec-et-mete-zgjidh-kontratat-me-12-kompani/
AL_HP_188 | Albania | Tirana |  |  |  | Existing | [7 empty] | not identified | not identified | [8 empty] | operational>10 | 1952 | [15 empty] | N/A | Not functioning since 1994 | https://www.wbif.eu/content/stream//Sites/website/library/WBEC-REG-ENE-01-BR-1-Role-of-hydropower-04.12b.pdf
AL_HP_192 | Albania | Tropoja |  |  |  | Unclear | [7 empty] | not identified | not identified | [8 empty] | unclear | Unclear | [15 empty] | N/A |  | No information found
AL_HP_193 | Albania | Tucep | Tucepit | Drin-Bune | Ostren; Diber | Rehabilitation |  |  |  |  | 0.4 | 0 |  | Tucep shpk | not identified | [8 empty] | operational>10 | 1971 | [15 empty] | N/A | Tucep shpk initiated a litigation case at Tirana Civil Court involving KESH and Emikel on 17.12.2014 Emikel got out of the project in 2013. | http://www.ere.gov.al/doc/VENDIM_NR.138_2012.pdf; https://webcache.googleusercontent.com/search?q=cache:-Gp39U0l69oJ:gjykataeapelittirane.al/index.php%3Ffq%3Dkerkim%26gj%3Dgj1%26menu%3D2%26kid%3D13%26start%3D11880+&cd=8&hl=en&ct=clnk&gl=cz http://www.ere.gov.al/doc/VENDIM_NR.53_2013.pdf
AL_HP_197 | Albania | Velzas ? |  |  |  | Unclear | [7 empty] | not identified | not identified | [8 empty] | unclear | N/A | [15 empty] | N/A |  | No information found
AL_HP_198 | Albania | Vithkaqi |  |  |  | Unclear | [7 empty] | not identified | not identified | [8 empty] | unclear | N/A | [15 empty] | N/A |  | No information found
AL_HP_211 | Albania | Kardhiq concession - Kapariel |  | Vjosa | Gjirokaster | Greenfield |  | Kapariel | Other protected area (protected landscape or nature monument) | Inside | 0 | 1.1 |  | AE Khardhiq | not identified |  |  |  |  | 2009 |  |  |  | concession awarded | N/A | [15 empty] | None |  | http://www.albeiti.org/regjistri-i-koncensioneve-hidroenergjitike/, http://dekliada-alb.al/en/kardhiq-cascade-hpp
AL_HP_215 | Albania | Vithkuq |  |  | Korce | Rehabilitation |  |  | Other protected area (protected landscape or nature monument) | Inside |  |  |  | Favina 1 shpk | not identified |  |  | private | [5 empty] | operational>10 | 1939 | [15 empty] | N/A | Rehabilitated 2004. It is not clear whether there is only this old rehabilitated plant or a new one. | https://sq-al.facebook.com/favina03; http://www.ikub.al/LIGJE_CATEGORY/1309130115/Article-PeR-KUALIFIKIMIN-E-IMPIANTIT-PRODHUES-PeR-HEC-VITHKUQ-Te-SHOQeRISe-FAVINA-1-SHPK-SI-BURIM-; http://www.favina.net/portfolio-item/hydropower1/I-RINOVUESHeM-ENERGJIE.aspx, http://www.ere.gov.al/doc/rap_vjet_2009_derguar_ne_kuvend.pdf
AL_HP_217 | Albania | Cerem (also Ceremi) |  |  | Tropoja | Existing |  | Lugina e Valbones National Park | National Park | Inside |  |  |  | not identified | not identified | [8 empty] | operational>10 | 1969 | [15 empty] | N/A |  | https://www.wbif.eu/content/stream//Sites/website/library/WBEC-REG-ENE-01-BR-1-Role-of-hydropower-04.12b.pdf
AL_HP_221 | Albania | Curraj-Eperm |  | Drin | Tropoja | Duplicate |  | Nikaj-Mertur Regional Nature Park | Other protected area (protected landscape or nature monument) | Inside | 0 | 10.5 |  | Telemenia Curraj | not identified |  |  | private | 11 | 2011 |  |  |  | concession awarded | N/A | [15 empty] | N/A |  | http://www.albeiti.org/regjistri-i-koncensioneve-hidroenergjitike/
AL_HP_222 | Albania | Krasniqe |  |  |  | Unclear | [7 empty] | not identified | not identified | [8 empty] | unclear | Unclear | [15 empty] | N/A |  | No information found
AL_HP_223 | Albania | Valbona cascade / Selimaj | Big creek and Shiza creek + 305m |  |  | Greenfield |  | Lugina e Valbones National Park Nikaj-Mertur Regional Nature Park | National Park Other protected area | Inside | 0 | 0.25 |  | Valbona Project Company | not identified |  |  | private | 9 | 2013 | 35 |  |  | concession awarded | N/A | [15 empty] | None | The entire cascade to have 51.4 MW capacity. EITI list of concessions only says "Valbona cascade", doesn't name individual plants. | http://idbgbf.org/assets/2012/6/1/pdf/d4f4a504-214c-4790-a2e5-f78db42d44ec.pdf; http://www.dekliada-alb.al/en/valbone-cascade-hpp, http://www.albeiti.org/regjistri-i-koncensioneve-hidroenergjitike/
AL | Albania | Valbona cascade / Rupe | Rupa creek and water catchment +1460m |  |  | Greenfield |  |  |  |  | 0 | 1.3 |  | Valbona Project Company | not identified |  |  | private | 9 | 2013 | 35 |  |  | concession awarded | N/A | [15 empty] | None | The entire cascade to have 51.4 MW capacity. EITI list of concessions only says "Valbona cascade", doesn't name individual plants. | http://idbgbf.org/assets/2012/6/1/pdf/d4f4a504-214c-4790-a2e5-f78db42d44ec.pdf; http://www.dekliada-alb.al/en/valbone-cascade-hpp, http://www.albeiti.org/regjistri-i-koncensioneve-hidroenergjitike/
AL | Albania | Valbona cascade / Dragobi 1 | Valbona River and water catchment + 530m |  |  | Greenfield |  |  |  |  | 0 | 15 |  | Valbona Project Company | not identified |  |  | private | 9 | 2013 | 35 |  |  | concession awarded | N/A | [15 empty] | None | The entire cascade to have 51.4 MW capacity. EITI list of concessions only says "Valbona cascade", doesn't name individual plants. | http://idbgbf.org/assets/2012/6/1/pdf/d4f4a504-214c-4790-a2e5-f78db42d44ec.pdf; http://www.dekliada-alb.al/en/valbone-cascade-hpp
AL | Albania | Valbona cascade / Shoshan Biberaj | Valbona River and water catchment + 315.5m |  |  | Greenfield |  |  |  |  | 0 | 5.6 |  | Valbona Project Company | not identified |  |  | private | 9 | 2013 | 35 |  |  | concession awarded | N/A | [15 empty] | None | The entire cascade to have 51.4 MW capacity. EITI list of concessions only says "Valbona cascade", doesn't name individual plants. | http://idbgbf.org/assets/2012/6/1/pdf/d4f4a504-214c-4790-a2e5-f78db42d44ec.pdf; http://www.dekliada-alb.al/en/valbone-cascade-hpp, http://www.albeiti.org/regjistri-i-koncensioneve-hidroenergjitike/
AL | Albania | Valbona cascade / Shoshan 2 | Valbona River, water contribution after water intake of existing HPP Shoshan given with concession + 398m |  |  | Greenfield |  |  |  |  | 0 | 6.54 |  | Valbona Project Company | not identified |  |  | private | 9 | 2013 | 35 |  |  | concession awarded | N/A | [15 empty] | None | The entire cascade to have 51.4 MW capacity. EITI list of concessions only says "Valbona cascade", doesn't name individual plants. | http://idbgbf.org/assets/2012/6/1/pdf/d4f4a504-214c-4790-a2e5-f78db42d44ec.pdf; http://www.dekliada-alb.al/en/valbone-cascade-hpp, http://www.albeiti.org/regjistri-i-koncensioneve-hidroenergjitike/
AL | Albania | Valbona cascade / Kocanaj | Valbona River and water catchment + 269.5m |  |  | Greenfield |  |  |  |  | 0 | 2.76 |  | Valbona Project Company | not identified |  |  | private | 9 | 2013 | 35 |  |  | concession awarded | N/A | [15 empty] | None | The entire cascade to have 51.4 MW capacity. EITI list of concessions only says "Valbona cascade", doesn't name individual plants. | http://idbgbf.org/assets/2012/6/1/pdf/d4f4a504-214c-4790-a2e5-f78db42d44ec.pdf; http://www.dekliada-alb.al/en/valbone-cascade-hpp, http://www.albeiti.org/regjistri-i-koncensioneve-hidroenergjitike/
AL | Albania | Valbona cascade / Bujan | Valbona River and water catchment + 235/248m |  |  | Greenfield |  |  |  |  | 0 | 7.6 |  | Valbona Project Company | not identified |  |  | private | 9 | 2013 | 35 |  |  | concession awarded | N/A | [15 empty] | None | The entire cascade to have 51.4 MW capacity. EITI list of concessions only says "Valbona cascade", doesn't name individual plants. | http://idbgbf.org/assets/2012/6/1/pdf/d4f4a504-214c-4790-a2e5-f78db42d44ec.pdf; http://www.dekliada-alb.al/en/valbone-cascade-hpp, http://www.albeiti.org/regjistri-i-koncensioneve-hidroenergjitike/
AL | Albania | Valbona cascade / Dushaj | Valbona River and water catchment + 195/206m |  |  | Greenfield |  |  |  |  | 0 | 11.32 |  | Valbona Project Company | not identified |  |  | private | 9 | 2013 | 35 |  |  | concession awarded | N/A | [15 empty] | None | The entire cascade to have 51.4 MW capacity. EITI list of concessions only says "Valbona cascade", doesn't name individual plants. | http://idbgbf.org/assets/2012/6/1/pdf/d4f4a504-214c-4790-a2e5-f78db42d44ec.pdf; http://www.dekliada-alb.al/en/valbone-cascade-hpp, http://www.albeiti.org/regjistri-i-koncensioneve-hidroenergjitike/
AL | Albania | Valbona cascade /Gri | Creeks of Shudenica, Kauri and Dobsida + 910/902/901m |  |  | Greenfield |  |  |  |  | 0 | 3.94 |  | Valbona Project Company | not identified |  |  | private | 9 | 2013 | 35 |  |  | concession awarded | N/A | [15 empty] | None | The entire cascade to have 51.4 MW capacity. EITI list of concessions only says "Valbona cascade", doesn't name individual plants. | http://idbgbf.org/assets/2012/6/1/pdf/d4f4a504-214c-4790-a2e5-f78db42d44ec.pdf; http://www.dekliada-alb.al/en/valbone-cascade-hpp, http://www.albeiti.org/regjistri-i-koncensioneve-hidroenergjitike/
AL_HP_224 | Albania | Begaj |  | Drin | Tropoje | Greenfield |  |  |  |  | 0 | 2.5 |  | Hidrobegaj | not identified |  |  |  |  | 2013 |  |  |  | concession awarded | N/A | [15 empty] | Not identified |  | http://aea-al.org/wp-content/uploads/2014/07/study_on_assessment_of_res_potentials_in_albania.pdf, http://www.albeiti.org/regjistri-i-koncensioneve-hidroenergjitike/
AL_HP_225 | Albania | Uzine |  |  | Kukes | Greenfield |  |  |  |  | 0 | 1.25 |  | none yet | none yet | [8 empty] | unclear | Unclear | [15 empty] | None |  | http://aea-al.org/wp-content/uploads/2014/07/study_on_assessment_of_res_potentials_in_albania.pdf
AL_HP_226 | Albania | Broje |  |  | Kukes | Greenfield |  |  |  |  | 0 | 5 |  | none yet | none yet | [8 empty] | unclear | [16 empty] | None |  | http://aea-al.org/wp-content/uploads/2014/07/study_on_assessment_of_res_potentials_in_albania.pdf
AL_HP_227 | Albania | Tropojan |  |  | Kukes | Greenfield |  |  |  |  | 0 | 4.5 |  | none yet | none yet | [8 empty] | unclear | [16 empty] | None |  | http://aea-al.org/wp-content/uploads/2014/07/study_on_assessment_of_res_potentials_in_albania.pdf
AL_HP_228 | Albania | Lume |  |  | Kukes | Greenfield |  |  |  |  | 0 | 4 |  | none yet | none yet | [8 empty] | unclear | [16 empty] | None |  | http://aea-al.org/wp-content/uploads/2014/07/study_on_assessment_of_res_potentials_in_albania.pdf
AL_HP_229 | Albania | Arras 1 (also Arres) | Seta | Drin-Bune | Arras; Diber | Rehabilitation |  |  |  |  | 4.8 | 4.8 |  | Balkan Green Energy shpk | Essegei spa (owned by Alpiah srl holding company (Italy)) | Italy | 100% | private |  | 1905-06-24 | 30 |  |  | operational>10 | Unclear | [15 empty] | N/A |  | http://issuu.com/negrinievaretto/docs/essegei_catalogo_2014_eng, http://aea-al.org/wp-content/uploads/2014/07/study_on_assessment_of_res_potentials_in_albania.pdf
AL_HP_231 | Albania | Radomir cascade / Radomir 1 |  |  |  | Unclear |  | Drini i zi tributary | National strict protected area Emerald Other protected area (protected landscape or nature monument) | Inside | 0 | 0.65 |  | not identified | not identified | [8 empty] | unclear | [16 empty] | N/A |  | http://aea-al.org/wp-content/uploads/2014/07/study_on_assessment_of_res_potentials_in_albania.pdf
AL_HP_232 | Albania | Radomir cascade / Radomir 2 | . |  |  | Unclear |  | Drini i zi tributary | National strict protected area Emerald Other protected area (protected landscape or nature monument) | Inside | 0 | 2.5 |  | not identified | not identified | [8 empty] | unclear | [16 empty] | N/A |  | http://aea-al.org/wp-content/uploads/2014/07/study_on_assessment_of_res_potentials_in_albania.pdf
AL_HP_233 | Albania | Kalle |  |  | Diber | Unclear |  |  |  |  | 0 | 2.5 |  | not identified | not identified | [8 empty] | unclear | [16 empty] | N/A |  | http://aea-al.org/wp-content/uploads/2014/07/study_on_assessment_of_res_potentials_in_albania.pdf
AL_HP_234 | Albania | Cerenec | Zerqanit |  | Bulqize | Unclear |  |  |  |  | 0 | 1.2 |  | not identified | not identified | [8 empty] | unclear | [16 empty] | N/A |  | http://aea-al.org/wp-content/uploads/2014/07/study_on_assessment_of_res_potentials_in_albania.pdf
AL_HP_235 | Albania | Bardhagjan |  |  | Miredite | Unclear |  |  |  |  | 0 | 0.7 |  | not identified | not identified | [8 empty] | unclear | [16 empty] | N/A |  | http://aea-al.org/wp-content/uploads/2014/07/study_on_assessment_of_res_potentials_in_albania.pdf
AL_HP_237 | Albania | Selite |  |  |  | Duplicate | [7 empty] | not identified | not identified | [8 empty] | unclear | [16 empty] | N/A | See Selishte | See Selishte
AL_HP_239 | Albania | Spathar (also Spathare) | Spathare | Shkumbin |  | Greenfield |  | Shkumbin | Other protected area (protected landscape or nature monument) | Inside | 0 | 1.038 |  | Lucente shpk; Loshi LB shpk | not identified |  |  | private | 1 | 2010 | 35 |  |  | under construction | N/A | [15 empty] | Not identified | Between March 15-September 15, 2013 Lucente Koncesionare represented by Luan Fejzullai was first rejected and the granted an environmental permit for the construction of a HPP in Spathar, Librazhd. On 15.06.2014 residents of Spathar and Dardhe held a protest against construction of the HPP in Spathar. In August 2014 police opened criminal charges against the residents of Dardhe who tried to stop construction works on the HPP in Spathar claiming it was taking away drinking water from the residents. The charges were filed by the head of the “Gurra-Kaca sh.p.k” company responsible for the construction. | https://webcache.googleusercontent.com/search?q=cache:KbGPL9XgwvIJ:www.gazetadita.al/librazhd-sulmuan-kompanine-e-hec-it-2-nen-akuze/+&cd=9&hl=en&ct=clnk&gl=cz; http://www.aktuale.mk/banoret-kuder-ndertimit-te-hec-it-ne-spathar-balla-verifikim-lejeve-berisha-pergjegjesi/
AL_HP_240 | Albania | Dardhe 1 cascade / Dardhe 1 (also Dardha 1) | Dardha (also Dardhe) | Drin-Bune | Dardhe; Puke | Greenfield |  | Dardhe river | National strict protected area Emerald | Inside | 5.8 | 0 |  | Wenerg sha | Compagnie Nationale du Rhone (CNR) | France |  | private | 2 | 2009 |  |  | Vaptech (Bulgaria); Ylliad shpk (Albania) | operational<5 | 2012 | [9 empty] | Societe Generale | Completed | 4 |  |  |  | Yes | The investment is carried out with funding from the French company "CNR", leader in the field of energy in France and the Albanian society "Ylliad", a new company that aims to expand even more in the Albanian energy market Societe Generale loan registered on 02/08/2010 in the Business registry. | https://www.youtube.com/watch?v=R9vw2Hi7m-U; http://botasot.info/shqiperia/170897/wY6zfTt/ http://www.qkr.gov.al/search/search-in-trade-register/search-for-subject/
AL_HP_241 | Albania | Gostima (also Gostime) | Gostima |  | Librazhd | Duplicate |  | Drino | Other protected area (protected landscape or nature monument) | Inside | 0 | 10.5 |  | not identified | not identified | [8 empty] | unclear | [16 empty] | N/A | Possibly duplicate with Egnatia Shushice. Gostime river falls under the Managed Nature Reserve. Egnatia Association and a group of specialists have proposed that this area be expanded. Citizens of Gaferr and Sopot villages protesting against construction of HPPS. Concerns over construction of HPPs within Shebenik-Jabllanice National Park. In January 2014 Librazh Municipality annulated concessions for 11 HPPs. In 2014 the residents of the villages of Valikardhë, Zall, Sopot and Strikçan, in the municipality of Zerqan repeatedly protested against the construction of a power plant. Protesters demanded to stop construction of the power plant, after the lands of these villages of about 2,000 hectares were left without irrigation water. The residents require water of the Black Lake, not diverted for treatment of HPP, since this deviation will cause the depletion of water resources drinking to these villages. | http://www.senior-a.al/index.php/wp6-small-grants-to-env-csos-networks/16-newsinformation/wp6-newsinformations/122-vazhdon-shakterrimi-i-lumit-te-gostimes-ne-gaferr-te-librazhdit; http://www.senior-a.al/index.php/wp6-small-grants-to-env-csos-networks/16-newsinformation/wp6-newsinformations/198-librazhd-anullohen-11-hec-e; http://www.arkivalajmeve.com/Ndertimi-i-HEC-it-banoret-e-Zerqanit-vijojne-protestat.1047531326/; http://aea-al.org/wp-content/uploads/2014/07/study_on_assessment_of_res_potentials_in_albania.pdf
AL_HP_243 | Albania | Veliqote | Bence |  | Tepelene | Unclear |  | Veliqote | Other protected area (protected landscape or nature monument) | Inside | 0 | 2 |  | not identified | not identified | [8 empty] | unclear | [16 empty] | N/A |  | http://aea-al.org/wp-content/uploads/2014/07/study_on_assessment_of_res_potentials_in_albania.pdf
AL_HP_245 | Albania | Kozel 2 |  |  | Kolonje | Unclear | [7 empty] | not identified | not identified | [8 empty] | unclear | [16 empty] | N/A |  | No information found
AL_HP_246 | Albania | Kolonje 2 |  |  | Gjirokaster | Unclear |  | Kapariel | Other protected area (protected landscape or nature monument) | Inside |  |  |  | not identified | not identified | [8 empty] | unclear | [16 empty] | N/A |  | No information found
AL_HP_249 | Albania | Valbone Curraj |  |  |  | Unclear | [7 empty] | not identified | not identified | [8 empty] | unclear | [16 empty] | N/A |  | No information found
AL_HP_250 | Albania | Ashta 1 (former Bushati) | Drin |  |  | Greenfield |  |  | National strict protected area | Inside | 20.7 | 0 |  | Energji Ashta Shpk | Verbund; EVN AG | Austria | 50/50 JV | private | 2 | 2009 | 35 |  |  | operational 5-10 | 2012 |  |  |  |  | AL-MDB | Multilateral Investment Guarantee Agency (MIGA) | Completed | guarantee | [7 empty] | Yes | MIGA provided a USD 159 million loan guarantee for Ashta 1 and 2; IFC provided advisory services | http://www.powermag.com/ashta-hydropower-plant-shkoder-albania-ownersoperators-verbundevn/?pagenum=3; https://cdm.unfccc.int/filestorage/U/8/1/U81WCZ9ARPBNQMEI64DSY5O2K3VLHF/5662%201%20Revised%20PDD.pdf?t=S2h8bnA5bGVtfDD8wfJ3Dgz3vAoVdI9zix5c, http://www.ifc.org/wps/wcm/connect/e730ce00498391aa858cd7336b93d75f/PPPImpactStories_Albania_AshtaHydropower.pdf?MOD=AJPERES
| Albania |  |  |  |  | Additional row: Multiple financing sources |  |  | National strict protected area | Inside | [13 empty] | operational 5-10 | 2012 |  |  |  |  | AL-MDB | International Finance Corporation (IFC) | Completed | advisory services | [7 empty] | Yes |  | http://www.ifc.org/wps/wcm/connect/27748785-ef2c-45f4-add0-2bd0094ef342/PPPStories_Albania_AshtaHydropower.pdf?MOD=AJPERES
AL_HP_251 | Albania | Orenje (also Orenja) - Juana | Orenja or Shmil; Zalli Gjurait | Shkumbin | Librazhd | Rehabilitation |  |  |  |  | 0.875 | 0 |  | Juana shpk | not identified |  |  | private |  | 2004 |  |  |  | operational>10 | 1966 | [15 empty] | N/A |  | http://www.ere.gov.al/doc/VENDIM_NR.108_2013.pdf, http://www.ere.gov.al/doc/%281%29ere_annual_report_2011.pdf http://www.ere.gov.al/doc/rap_vjet_2009_derguar_ne_kuvend.pdf
AL_HP_253 | Albania | Bushtrica concession / Caja (also Caje) | Caje | Drin i Zi | Kukes | Greenfield |  | Caje / Bustrica river | National strict protected area Emerald site Other protected area (protected landscape or nature monument) | Inside | 0 | see Bushtrica 1 |  | Hidro Bushtrica | not identified |  |  | private | see Bushtrica 1 | 2009 |  |  |  | concession awarded | N/A | [15 empty] | None |  | http://www.albeiti.org/regjistri-i-koncensioneve-hidroenergjitike/
AL_HP_254 | Albania | Bushtrica concession / Shkinak | Caje | Drin i Zi | Kukes | Greenfield |  | Caje / Bustrica river | National strict protected area Emerald site Other protected area (protected landscape or nature monument) | Inside | 0 | see Bushtrica 1 |  | Hidro Bushtrica | not identified |  |  | private | see Bushtrica 1 | 2009 |  |  |  | concession awarded | N/A | [15 empty] | None |  | http://www.albeiti.org/regjistri-i-koncensioneve-hidroenergjitike/
AL_HP_255 | Albania | Lusna | Caje |  |  | Unclear |  | Caje / Bustrica river | National strict protected area Emerald site Other protected area (protected landscape or nature monument) | Inside |  |  |  | not identified | not identified | [8 empty] | unclear | [16 empty] | N/A |  | No information found
AL_HP_543 | Albania | Lenie, Corovode, Tucep concession / Lenie | Strelce | Shkumbin | Lenie; Gramsh | Existing |  |  |  |  | 0.8 | 0 |  | Emikel 2003 shpk | not identified |  |  | private | 3 | 2004 | 35 |  |  | operational>10 | Unclear | [15 empty] | Not identified | At least some of these were in operation before 2004 | http://www.ere.gov.al/doc/rap_dudaj_en_2008.pdf
AL_HP_544 | Albania | Arez |  |  |  | Duplicate | [7 empty] | not identified | not identified | [8 empty] | unclear | [16 empty] | N/A | See Arrez | See Arrez
AL_HP_545 | Albania | Lapajt (also Lapaj or Llapaj) | Caje; Buzmadhit | Drin-Bune | Bushtrice; Kukes | Greenfield |  | Caje / Bustrica river Nature monument | National strict protected area Emerald Other protected area (protected landscape or nature monument) | Inside | 13.62 | 0 |  | Gjo Spa Power shpk | not identified |  |  | private | 1 | 2008 |  |  | Kossler Gmbh (Austria) Schubert Gmbh (Austria) | operational<5 | 2012 |  |  | 15 | [6 empty] | Banca Intesa | Invested |  |  |  |  | Yes | Members of the GJO-SPA Power LTD joint venture: Spahiu Gjanc shpk; SGA jsc Prime Minister Sali Berisha attended the inauguration in November 2012. Berisha announced that the government has taken in favour of the investors through lifting VAT on the imported machinery as well as cement and iron that is used on building of the hydro-energy works. Local and Italian investors plan to build another six HPPs with a total capacity of over 50 MW on the Bushtrice river. ETEA Group has invested in 30 MW production in four hydropower plants in Albania. WB document dated October 2012 notes AGNA Group (100% / Albania) is the project sponsor Total project costs: EUR 15 million Two loans from Banca Intesa registered in 2011 and 2012, ALL 121240000 (EUR 863041 per InforEuro) and EUR 7500000 respectively. | http://sga-albania.com/portfolio_touch/hpp-lapaj/; http://www.albania-smallhydropower.org/; http://renewables.seenews.com/news/albanias-gjo-spa-power-launches-15-mln-euro-hpp-govt-313600; http://www.noa.al/mob/index.php?type=artikull&id=247921.html; http://ppi-re.worldbank.org/data/project/etea-lapaj-shpp-7366; http://sgvtirana.weebly.com/uploads/1/5/5/3/15539800/suplementi_fattore_italia.pdf http://www.qkb.gov.al/umbraco/Surface/SearchSurface/DownloadDocument?documentCode=5A1C64A9-25AA-4071-948F-3633B14A4C6E http://www.qkb.gov.al/umbraco/Surface/SearchSurface/DownloadDocument?documentCode=AF79604C-15F2-457F-844F-E2FC51D099DC
AL_HP_546 | Albania | Sanjollas |  |  |  | Unclear | [7 empty] | not identified | not identified | [8 empty] | unclear | [16 empty] | N/A |  | No information found
AL_HP_547 | Albania | Zeze |  |  |  | Unclear | [7 empty] | not identified | not identified | [8 empty] | unclear | [16 empty] | N/A |  | No information found
AL_HP_548 | Albania | Bele-Topojan concession / Bele 1 | Luma | Drin-Bune | Bele; Kukes | Greenfield |  |  |  |  | 0 | 5 |  | Euron Energy shpk | not identified |  |  | private | see Orgjost i Ri | 2008 | 35 |  | Cheng Hsiung International Corporation (China), Hydro Energia (Italy) | operational<5 | 2013 |  |  | 32 (Bele 1+ Bele 2) | [6 empty] | Raiffeisen Bank (Albania) | Invested |  |  |  |  | Yes | On 23.4.2015 electricity production license was transfered from Euron Energy shpk to Euron Energy Group shpk on Bele 1 and Topojan 2 See Topojan 2. | https://it-it.facebook.com/hydroenergiaitalia/posts/330282740444590; http://www.ere.gov.al/doc/VENDIM_NR.54_2015-1.pdf; http://www.sorgent-e.com/2013/05/albania-inaugurazione-centrale-idroelettrica-bele-1; http://mobile.ikub.al/LIGJE_CATEGORY/PeR-TRANSFERIMIN-E-LICENCeS-Se-PRODHIMIT-Te-ENERGJISe-ELEKTRIKE-Te-SHOQeRISe-EURON-ENERGY-GROUP-SHPK-MIRATUAR-ME-VENDIMIN-E-BORDIT-Te-KOMISIO-1509180085.aspx See Topojan 2.
AL_HP_549 | Albania | Mollaj | Dunavec | Shkumbin | Bilisht | Greenfield |  |  |  |  | 0.6 | 0 |  | Energji Xhaci shpk (also Energji Gjaçi shpk) | not identified |  |  | private | 1 | 2009 |  |  |  | operational<5 | 2013 | [15 empty] | Not identified |  | http://www.albeiti.org/regjistri-i-koncensioneve-hidroenergjitike/, http://www.ere.gov.al/doc/Annual_Report_2013.pdf
AL_HP_550 | Albania | Vinjolle-Kurbin |  |  |  | Duplicate | [7 empty] | not identified | not identified | [8 empty] | unclear | Unclear | [15 empty] | N/A | Possible duplicate: See Hurdhas cascade | Possible duplicate: See Hurdhas cascade
AL_HP_551 | Albania | Caje |  |  |  | Duplicate | [7 empty] | not identified | not identified | [8 empty] | unclear | Unclear | [15 empty] | N/A | See Bushtrica concession / Caja (also Caje) | See Bushtrica concession / Caja (also Caje)
AL_HP_552 | Albania | Pellumbas |  |  |  | Unclear | [7 empty] | not identified | not identified | [8 empty] | unclear | Unclear | [15 empty] | N/A |  | No information found
AL_HP_553 | Albania | Brataj |  |  |  | Unclear | [7 empty] | not identified | not identified | [8 empty] | unclear | Unclear | [15 empty] | N/A |  | No information found
AL_HP_554 | Albania | Lepenice |  |  |  | Duplicate | [7 empty] | not identified | not identified | [8 empty] | unclear | Unclear | [15 empty] | N/A | Possible duplicate; see Smokthina | Possible duplicate; see Smokthina
AL_HP_555 | Albania | Gjorme |  |  |  | Unclear | [7 empty] | not identified | not identified | [8 empty] | unclear | Unclear | [15 empty] | N/A |  | No information found
AL_HP_556 | Albania | Kote |  |  |  | Unclear | [7 empty] | not identified | not identified | [8 empty] | unclear | Unclear | [15 empty] | N/A |  | No information found
AL_HP_557 | Albania | Mavrove |  |  |  | Unclear | [7 empty] | not identified | not identified | [8 empty] | unclear | Unclear | [15 empty] | N/A |  | No information found
AL_HP_558 | Albania | Valamare |  |  |  | Unclear | [7 empty] | not identified | not identified | [8 empty] | unclear | Unclear | [15 empty] | N/A |  | No information found
AL_HP_559 | Albania | Borjes cascade / Borje | Borjes | Drin-Bune | Borje; Kukes | Greenfield |  |  |  |  | 1.5 | 0 |  | Hidroalbania Energji shpk | not identified |  |  | private | see Cernaleve | 2009 |  |  |  | operational<5 | 2016 | [15 empty] | Not identified |  | http://www.ere.gov.al/doc/Raporti_Vjetor_2016.pdf, http://www.albeiti.org/regjistri-i-koncensioneve-hidroenergjitike/
AL_HP_560 | Albania | Gryka e Gurit |  |  |  | Unclear | [7 empty] | not identified | not identified | [8 empty] | unclear | Unclear | [15 empty] | N/A |  | No information found
AL_HP_561 | Albania | Nice |  |  |  | Unclear | [7 empty] | not identified | not identified | [8 empty] | unclear | Unclear | [15 empty] | N/A |  | No information found
AL_HP_562 | Albania | Rexhepaj |  |  |  | Unclear | [7 empty] | not identified | not identified | [8 empty] | unclear | Unclear | [15 empty] | N/A |  | No information found
AL_HP_563 | Albania | Valbona (7+8+9+11+12) |  |  |  | Duplicate | [7 empty] | not identified | not identified | [8 empty] | unclear | Unclear | [15 empty] | N/A | Possibly duplicate; see Valbona cascade | Possibly duplicate; see Valbona cascade
AL_HP_564 | Albania | Bisak | Bisak | Mat | Orosh; Lezhe | Greenfield |  |  |  |  | 1.3 | 0 |  | Bardhgjana shpk | not identified |  |  | private | 1 | 2011 |  |  |  | operational<5 | 2016 | [15 empty] | Not identified | A report on archeaologic survey for Bisak promoted by Bardhgjana shpk released on 08.09.2014. | http://www.asha.gov.al/wp-content/uploads/2014/06/70.Vendim-342-dt.-08.09.2014.pdf, http://www.ere.gov.al/doc/Raporti_Vjetor_2016.pdf
AL_HP_565 | Albania | Opar (1+2) |  |  |  | Unclear | [7 empty] | not identified | not identified | [8 empty] | unclear | [16 empty] | N/A |  | No information found
AL_HP_566 | Albania | Orenje cascade / 1 | Shmilit; Zalli Gjurait | Shkumbin | Librazhd; Elbasan | Greenfield |  |  |  |  | 0 | 14.24 |  | Orenje Power | not identified |  |  | private | 8 | 2011 | 35 |  |  | concession awarded | N/A | [15 empty] | None | Spase Shumka: "Currently there are in planning stage (still not started construction) four other small HPP that partly are laying within park area at its "traditional use zone" Level 4 of protection) and exactly: She Librazhd, She Dragostunja, Stream of Quku-Vulcan and Bushtrica. For me the most serious threat in case of construction will cause that of Bushtrica, since it is an important trout habitat." | www.premiereservices.al/assets/vendor/pdf/HEC.pdf, http://www.albeiti.org/regjistri-i-koncensioneve-hidroenergjitike/
AL | Albania | Orenje cascade / 2 | Shmil; Zalli Gjurait | Shkumbin | Librazhd; Elbasan | Greenfield | [7 empty] | Orenje Power | not identified |  |  | private | 8 | 2011 | 35 |  |  | concession awarded | N/A | [15 empty] | None |  | http://www.albeiti.org/regjistri-i-koncensioneve-hidroenergjitike/
AL | Albania | Orenje cascade / 3 | Shmil; Zalli Gjurait | Shkumbin | Librazhd; Elbasan | Greenfield | [7 empty] | Orenje Power | not identified |  |  | private | 8 | 2011 | 35 |  |  | concession awarded | N/A | [15 empty] | None |  | http://www.albeiti.org/regjistri-i-koncensioneve-hidroenergjitike/
AL | Albania | Orenje cascade / 4 | Shmil; Zalli Gjurait | Shkumbin | Librazhd; Elbasan | Greenfield | [7 empty] | Orenje Power | not identified |  |  | private | 8 | 2011 | 35 |  |  | concession awarded | N/A | [15 empty] | None |  | http://www.albeiti.org/regjistri-i-koncensioneve-hidroenergjitike/
AL | Albania | Orenje cascade / 5 | Shmil; Zalli Gjurait | Shkumbin | Librazhd; Elbasan | Greenfield | [7 empty] | Orenje Power | not identified |  |  | private | 8 | 2011 | 35 |  |  | concession awarded | N/A | [15 empty] | None |  | http://www.albeiti.org/regjistri-i-koncensioneve-hidroenergjitike/
AL | Albania | Orenje cascade / 6 | Shmil; Zalli Gjurait | Shkumbin | Librazhd; Elbasan | Greenfield | [7 empty] | Orenje Power | not identified |  |  | private | 8 | 2011 | 35 |  |  | concession awarded | N/A | [15 empty] | None |  | http://www.albeiti.org/regjistri-i-koncensioneve-hidroenergjitike/
AL | Albania | Orenje cascade / 7 | Shmil; Zalli Gjurait | Shkumbin | Librazhd; Elbasan | Greenfield | [7 empty] | Orenje Power | not identified |  |  | private | 8 | 2011 | 35 |  |  | concession awarded | N/A | [15 empty] | None |  | http://www.albeiti.org/regjistri-i-koncensioneve-hidroenergjitike/
AL | Albania | Orenje cascade / 8 | Shmil; Zalli Gjurait | Shkumbin | Librazhd; Elbasan | Greenfield | [7 empty] | Orenje Power | not identified |  |  | private | 8 | 2011 | 35 |  |  | concession awarded | N/A | [15 empty] | None |  | http://www.albeiti.org/regjistri-i-koncensioneve-hidroenergjitike/
AL_HP_567 | Albania | Dragostunje cascade (also Dragostunja or She Dragostunje) |  | Shkumbin |  | Greenfield |  |  | Other protected area | Inside | 0 | 3.1 |  | Hec-i Dragostunje shpk | not identified |  |  | private | 4 | 2011 |  |  | Building and Construction shpk (Albania) | concession awarded | N/A | [15 empty] | Not identified | The HPP is located in the proximity of the Shebenik-Jabllanica NP. | http://www.building-construction.al/future.html, http://www.albeiti.org/regjistri-i-koncensioneve-hidroenergjitike/
AL_HP_568 | Albania | Cemi |  |  |  | Unclear | [7 empty] | not identified | not identified | [8 empty] | unclear | [16 empty] | N/A |  | No information found
AL_HP_569 | Albania | Pulaha e poshtme |  |  |  | Unclear | [7 empty] | not identified | not identified | [8 empty] | unclear | [16 empty] | N/A |  | No information found
AL_HP_570 | Albania | Vajkal-Bulqize |  |  |  | Unclear | [7 empty] | not identified | not identified | [8 empty] | unclear | [16 empty] | N/A |  | No information found
AL_HP_571 | Albania | Sopoti |  |  |  | Unclear | [7 empty] | not identified | not identified | [8 empty] | unclear | [16 empty] | N/A |  | No information found
AL_HP_572 | Albania | Vilan |  |  |  | Unclear | [7 empty] | not identified | not identified | [8 empty] | unclear | [16 empty] | N/A |  | No information found
AL_HP_573 | Albania | Lengarica 3 concession / Lengarica 3 (also Langarica 3) | Lengarica | Vjosa |  | Greenfield |  | Bredhi I Hotoves-Dangelli | National park | Inside | 2.2 | 0 |  | Idro Energjia Pulita shpk | not identified |  |  | private | 3 | 2009 |  |  |  | operational<5 | 2016 | [15 empty] | Not identified | Concession failure penalties: Penalty holder: concessionare for the construction of the HPPs Langarica 3, Gostivisht, Ura e Dashit; name blacked out in the document Total penalty amount:see Lengarica 3 Currency:LEK Reason:see Lengarica 3 Penalty issued: December 2012 | http://www.klsh.org.al/web/pub/ministrin_e_ekonomis_441_1.pdf, http://www.albeiti.org/regjistri-i-koncensioneve-hidroenergjitike/
AL_HP_574 | Albania | Qafezeza (also Qafezez or Qafezeze) |  | Osum | Korce | Greenfield |  |  |  |  | 0.4 | 0 |  | Caushi Energy shpk (also Çaushi Energji shpk) | not identified |  |  | private | 1 | 2009 |  |  |  | operational<5 | Unclear | [15 empty] | Not identified | Operating from around 2011 | http://www.ere.gov.al/doc/Annual_Report_2013.pdf, http://www.albeiti.org/regjistri-i-koncensioneve-hidroenergjitike/
AL_HP_575 | Albania | Gaferr (also Gafer) |  |  |  | Duplicate |  | Gafer river Sopot Managed Nature Reserve | National strict protected area | Inside |  |  |  | not identified | not identified | [8 empty] | unclear | [16 empty] | N/A | Gostime river falls under the Managed Nature Reserve. Egnatia Association and a group of specialists have proposed that this area be expanded. Citizens of Gaferr and Sopot villages protesting against construction of HPPS. Concerns over construction of HPPs within Shebenik-Jabllanice National Park. In January 2014 Librazh Municipality annulated concessions for 11 HPPs. In 2014 the residents of the villages of Valikardhë, Zall, Sopot and Strikçan, in the municipality of Zerqan repeatedly protested against the construction of a power plant. Protesters demanded to stop construction of the power plant, after the lands of these villages of about 2,000 hectares were left without irrigation water. The residents require water of the Black Lake, not diverted for treatment of HPP, since this deviation will cause the depletion of water resources drinking to these villages. | http://www.senior-a.al/index.php/wp6-small-grants-to-env-csos-networks/16-newsinformation/wp6-newsinformations/122-vazhdon-shakterrimi-i-lumit-te-gostimes-ne-gaferr-te-librazhdit; http://www.senior-a.al/index.php/wp6-small-grants-to-env-csos-networks/16-newsinformation/wp6-newsinformations/198-librazhd-anullohen-11-hec-e; http://www.arkivalajmeve.com/Ndertimi-i-HEC-it-banoret-e-Zerqanit-vijojne-protestat.1047531326/
AL_HP_576 | Albania | Myhejan cascade / Myhejan 1 (also Muhejan) | Muhejanit | Drin | Tropoje; Kukes | Greenfield |  |  |  |  | 0 | 2.8 |  | Vidri shpk | not identified |  |  | private | 3 | 2012 |  |  |  | concession awarded | N/A | [15 empty] | Not identified | Report on archeological survey for Muhejan 1-3 for Vidri shpk released on 115.01.2015. The project concession tender was subject of an appeal by the Dardania shpk and Konuda shpk on 28.02.2012 to the Tirana Civil Court. | http://www.imk.gov.al/wp-content/uploads/2014/12/Vendimi%20116.Dt.11.12.2014.pdf http://www.albeiti.org/regjistri-i-koncensioneve-hidroenergjitike/
AL_HP_577 | Albania | Ftere and Ftere 1 cascade / Ftere (Fterre) | Fterra |  | Lukove; Sarande | Greenfield |  | AL coastal catchment | Other protected area (protected landscape or nature monument) | Inside | 1.8 | 0 |  | HydroBorsh shpk | not identified |  |  | private | 2 | 2009 | 35 |  |  | operational<5 | 2012 | [15 empty] | Not identified | Mr. Sadik Llapashtica - Shareholder of HYDROBORSH Ltd August 2009 – March 2014; employee of National Agency of Privatization from 1993-2000 Jan.16th,2011 - Delegation from AGNA GROUP/HYDROBORSH visit CHENG HSIUNG (China) | https://al.linkedin.com/pub/sadik-llapashtica/3a/1a8/320ů http://www.chenghsiung.com/gsxw.htm; http://www.ere.gov.al/doc/VENDIM_NR.67_2012.pdf, http://www.albeiti.org/regjistri-i-koncensioneve-hidroenergjitike/, http://www.ere.gov.al/doc/Annual_Report__2015.pdf, http://www.ere.gov.al/doc/annual_report_2012.pdf
AL | Albania | Fterra cascade / Fterra 1 | Fterra |  | Lukove; Sarande | Greenfield |  |  |  |  | 2 | 0 |  | HydroBorsh shpk | not identified |  |  | private | 2 | 2009 | 35 |  |  | unclear | N/A | [15 empty] | Not identified | Mr. Sadik Llapashtica - Shareholder of HYDROBORSH Ltd August 2009 – March 2014; employee of National Agency of Privatizationfrom 1993-2000 Jan.16th,2011 - Delegation from AGNA GROUP/HYDROBORSH visit CHENG HSIUNG (China) | https://al.linkedin.com/pub/sadik-llapashtica/3a/1a8/320ů http://www.chenghsiung.com/gsxw.htm; http://www.ere.gov.al/doc/VENDIM_NR.67_2012.pdf, http://www.albeiti.org/regjistri-i-koncensioneve-hidroenergjitike/, http://www.ere.gov.al/doc/Annual_Report__2015.pdf
AL_HP_578 | Albania | Luses cascade (Lusa) 1/1 | Luses | Mat | Burrel | Greenfield |  |  |  |  | 0 | 6.3 |  | Idrol Energy SH.P.K., Scotta S.P.A | not identified |  |  | private | 7 | 2017 |  |  |  | concession awarded | N/A | [15 empty] | None | Previous concession awarded to "HPP Lusa" in 2010 | http://energjia.al/2017/08/08/koncesionet-e-hec-eve-shpallen-3-fitues, http://www.albeiti.org/regjistri-i-koncensioneve-hidroenergjitike/
AL | Albania | Luses cascade 1 | Luses | Mat | Burrel | Greenfield |  |  |  |  | 0 | 6.3 |  | Idrol Energy SH.P.K., Scotta S.P.A | not identified |  |  | private | 7 | 2017 |  |  |  | concession awarded | N/A | [15 empty] | None | Previous concession awarded to "HPP Lusa" in 2010 | http://energjia.al/2017/08/08/koncesionet-e-hec-eve-shpallen-3-fitues, http://www.albeiti.org/regjistri-i-koncensioneve-hidroenergjitike/
AL | Albania | Luses cascade 2 | Luses | Mat | Burrel | Greenfield |  |  |  |  | 0 | 6.3 |  | Idrol Energy SH.P.K., Scotta S.P.A | not identified |  |  | private | 7 | 2017 |  |  |  | concession awarded | N/A | [15 empty] | None | Previous concession awarded to "HPP Lusa" in 2010 | http://energjia.al/2017/08/08/koncesionet-e-hec-eve-shpallen-3-fitues, http://www.albeiti.org/regjistri-i-koncensioneve-hidroenergjitike/
AL | Albania | Luses cascade 3 | Luses | Mat | Burrel | Greenfield |  |  |  |  | 0 | 6.3 |  | Idrol Energy SH.P.K., Scotta S.P.A | not identified |  |  | private | 7 | 2017 |  |  |  | concession awarded | N/A | [15 empty] | None | Previous concession awarded to "HPP Lusa" in 2010 | http://energjia.al/2017/08/08/koncesionet-e-hec-eve-shpallen-3-fitues, http://www.albeiti.org/regjistri-i-koncensioneve-hidroenergjitike/
AL | Albania | Luses cascade 4 | Luses | Mat | Burrel | Greenfield |  |  |  |  | 0 | 6.3 |  | Idrol Energy SH.P.K., Scotta S.P.A | not identified |  |  | private | 7 | 2017 |  |  |  | concession awarded | N/A | [15 empty] | None | Previous concession awarded to "HPP Lusa" in 2010 | http://energjia.al/2017/08/08/koncesionet-e-hec-eve-shpallen-3-fitues, http://www.albeiti.org/regjistri-i-koncensioneve-hidroenergjitike/
AL_HP_579 | Albania | Shkalle and Cerrunje concession / Shkalle | Benji | Mat | Burrel | Greenfield |  |  |  |  | 0 | 1.3 |  | Energy partners Al shpk | not identified |  |  | private | 5 | 2009 |  |  |  | planned | N/A | [15 empty] | Not identified | On 26 July 2014 the Ministry of Energy and Industry initiated proceeding in cancellation of 14 concessionary contracts for the construction of 30 HPPs approved by Berisha's administration, including the Shkalla HPP. | http://gazeta-shqip.com/lajme/2014/07/26/anulohen-kontratat-e-koncesioneve-per-30-hec-e/
AL_HP_580 | Albania | Shkalle and Cerrunje concession / Cerrunje (also Cerunje and Ceruje) |  |  |  | Duplicate |  |  |  |  | 0 | 2.3 |  | Energy partners Al shpk | Energy Development Group SH.A. |  |  | private | see Shkalle | 2009 |  |  | Vega shpk (Albania) | operational<5 | 2013 | [15 empty] | Not identified | See Cerruja 1 and 2 | http://www.vega.al
AL_HP_581 | Albania | Koxheraj | Theknes |  | Mat | Greenfield |  |  |  |  | 0 | 0.62 |  | Koxheri Energji shpk | not identified |  |  | private | 1 | 2011 |  |  |  | operational<5 | 2016 | [15 empty] | Not identified |  | http://www.ere.gov.al/doc/Raporti_Vjetor_2016.pdf
AL_HP_582 | Albania | Kaskada e Erzenit |  |  |  | Unclear | [7 empty] | not identified | not identified | [8 empty] | unclear | Unclear | [15 empty] | N/A |  | No information found
AL_HP_583 | Albania | Koka 1 | Licone | Mat | Martanesh; Burrel; Diber | Greenfield |  |  |  |  | 2.5 | 0 |  | Snow Energy shpk | not identified |  |  | private | 1 | 2009 |  |  | Hidroenergija d.o.o. (Slovenia) | operational<5 | Unclear | [15 empty] | Not identified | Concession failure penalties: Penalty holder: concessionare for the construction of the HPP Koka 1; name blacked out in the document Total penalty amount:5,283,998 Currency:LEK Reason:"payment of the obligation of LEK 5,283,998 (0.005% LEK 862,289 x392 x 269 days (27/2 / 2010-23 / 11/2010)" Penalty issued: December 2012 | http://www.klsh.org.al/web/pub/ministrin_e_ekonomis_441_1.pdf; https://www.facebook.com/media/set/?set=a.535584263150344.1073741826.351645621544210&type=3
AL | Albania | Borjes cascade / Cernaleve 1 | Borjes | Drin-Bune | Cernaleve; Kukes | Greenfield |  | Korab – Koritnik Natural Park | Other protected area | Inside | 3.2 | 0 |  | Hidroalbania Energji shpk | not identified |  |  | private | see Cernaleve | 2009 |  |  |  | operational 5-10 | Unclear | [9 empty] | Banka Credins (Albania) | Invested | 3.5 |  |  |  | Yes | Overdraft facility | http://www.qkb.gov.al/umbraco/Surface/SearchSurface/DownloadDocument?documentCode=A52252F5-F865-4B18-A144-F7D5AEC8AD3D, http://www.albeiti.org/regjistri-i-koncensioneve-hidroenergjitike/, http://dekliada-alb.al/en/hpp-cernaleva-1
AL | Albania | Cernaleve cascade / Cernaleve 2 | Borjes | Drin-Bune | Kukes | Greenfield |  |  |  |  | 2.9 | 0 |  | Hidroalbania Energji shpk | not identified |  |  | private | [5 empty] | operational<5 | Unclear | [15 empty] | Not identified |  | http://dekliada-alb.al/en/media-gallery/item/7-cernaleve-2-hpp, http://www.albeiti.org/regjistri-i-koncensioneve-hidroenergjitike/
AL | Albania | Bele-Topojan concession / Orgjos i Ri (also Orgjost i Ri) | Luma | Drin-Bune | Zapod; Kukes | Greenfield |  | Korab – Koritnik Natural Park | Other protected area | Inside | 4.8 | 0 |  | "Energal" shpk | KADRIA 11.32%, EURON 88.68% |  |  | private | see Bele 2 | 2008 | 35 |  | Cheng Hsiung International (China), Hydro Energia (Italy) | operational<5 | 2015 | [9 empty] | Yes but not identified | Invested |  |  |  |  | Yes | On 23.4.2015 electricity production license was transfered from Energal shpk to Euron Energy Group shpk on Orgjost i Ri In 2016 two loans registered in the Business Registry: Raiffeisent Bank and Societe General. However, extended after the operation started. | https://it-it.facebook.com/hydroenergiaitalia/posts/330282740444590; http://www.ere.gov.al/doc/VENDIM_NR.54_2015-1.pdf; http://mobile.ikub.al/LIGJE_CATEGORY/PeR-TRANSFERIMIN-E-LICENCeS-Se-PRODHIMIT-Te-ENERGJISe-ELEKTRIKE-Te-SHOQeRISe-EURON-ENERGY-GROUP-SHPK-MIRATUAR-ME-VENDIMIN-E-BORDIT-Te-KOMISIO-1509180085.aspx http://www.qkr.gov.al/search/search-in-trade-register/search-for-subject/
AL | Albania | Borjes cascade / Oreshke | Borjes | Drin-Bune | Oreshke; Kukes | Greenfield |  | Korab – Koritnik Natural Park | Other protected area | Inside | 0 | 5.6 |  | Hidroalbania Energji shpk | not identified |  |  | private | see | 2009 |  |  |  | concession awarded | N/A | [15 empty] | Not identified |  | http://www.albeiti.org/regjistri-i-koncensioneve-hidroenergjitike/
AL | Albania | Bele-Topojan concession / Topojan 1 | Luma | Drin-Bune | Topojan; Kukes | Greenfield |  |  | Other protected area | Inside | 2.9 | 0 |  | "Alb-Energy" shpk | KADRIA 23.66%, ALB-BUILDING 76.34% |  |  | private | see Bele 2 | 2008 | 35 |  | Cheng Hsiung International (China), Hydro Energia (Italy) | operational<5 | 2015 | [9 empty] | Yes but not identified | Invested |  |  |  |  | Yes | On 23.4.2015 electricity production license transferred from Alb-Energy shpk to Euron Energy Group shpk for Bele 2 and Topojan 1 Long term loan registered - ALL 502429166 in 2015. Short term part of the long term loan - ALL 133260343 . Overdraft at Raiffesen bank - ALL 191405 Later in 2016, the loan taken from Raiffesen bank. | https://it-it.facebook.com/hydroenergiaitalia/posts/330282740444590; http://www.ere.gov.al/doc/VENDIM_NR.54_2015-1.pdfů http://mobile.ikub.al/LIGJE_CATEGORY/PeR-TRANSFERIMIN-E-LICENCeS-Se-PRODHIMIT-Te-ENERGJISe-ELEKTRIKE-Te-SHOQeRISe-EURON-ENERGY-GROUP-SHPK-MIRATUAR-ME-VENDIMIN-E-BORDIT-Te-KOMISIO-1509180085.aspx http://www.qkb.gov.al/umbraco/Surface/SearchSurface/DownloadDocument?documentCode=7DA9ADF0-455F-43D7-BC14-14E3FBB94F77
AL | Albania | Bele-Topojan concession / Topojan 2 | Luma | Drin-Bune | Topojan; Kukes | Greenfield |  | Korab – Koritnik Natural Park | Other protected area | Inside | 5.8 | 0 |  | Euron Energy Group shpk | not identified |  |  | private | see Bele 2 | 2008 | 35 |  | Cheng Hsiung International (China), Hydro Energia (Italy) | operational<5 | 2013 | [9 empty] | Raiffeisen Bank (Albania) | Invested |  |  |  |  | Yes | On 23.4.2015 electricity production license was transfered from Euron Energy shpk to Euron Energy Group shpk on Bele 1 and Topojan 2 Business registry entry for Euron Energy Group shpk on 06/05/2013 indicates the loan taken in 2011 from Raiffeisen Bank, but no amount mentioned. | https://it-it.facebook.com/hydroenergiaitalia/posts/330282740444590; http://www.ere.gov.al/doc/VENDIM_NR.54_2015-1.pdf; http://mobile.ikub.al/LIGJE_CATEGORY/PeR-TRANSFERIMIN-E-LICENCeS-Se-PRODHIMIT-Te-ENERGJISe-ELEKTRIKE-Te-SHOQeRISe-EURON-ENERGY-GROUP-SHPK-MIRATUAR-ME-VENDIMIN-E-BORDIT-Te-KOMISIO-1509180085.aspx http://www.qkr.gov.al/search/search-in-trade-register/search-for-subject/ http://www.qkb.gov.al/umbraco/Surface/SearchSurface/DownloadDocument?documentCode=A727CAF5-B0C3-462C-BBB1-AC0C190D32F9
AL | Albania | Lengarica | Lengarica |  |  | Greenfield |  | Bredhi I Hotoves-Dangelli | National park | Inside | 8.6 | 0 |  | Enso Hydro Energji sh.p.k | Enso Hydro GmbH | Austria | 80% | private | 1 | 2008 |  |  | Agustin CARA - Environmental Consultant on Updated ESIA; ERM GmbH (Environmental Resources Management; Germany) on ESAM report; A&B Business Consulting ("ABKons", Albania) has likely contributed into the ESAM report | operational<5 | 2015 |  |  | 23 |  | AL-MDB | International Finance Corporation (IFC) | Signed | equity | 6 | Raiffeisen Bank (Albania) | Completed |  | Green for Growth Fund, Southeast Europe | Completed | 9.1 | Yes | Raiffeisen bank was acting as a security agent for the syndicated loan made by Green For Growth Fund and OeEB. Lengarica is a component project activity under the "Small Hydropower Programme of Activities in Albania and Serbia" CDM project. IFC provided advisory services under the Balkans Renewable Energy Project (BREP) to enso to prepare and register the project as CDM. Green for Growth Fund Southeast Europe financed under its Technical Assistance Facility the preparation of the Updated ESIA of Lengarica Small Hydro Power Plant. Hasi Energji was originally planning to build a complex of villas near water sources Bënjës thermal, and had even applied for a building permit in 2006. Later, it applied for the concession for two SHPs Lengarica Lengarica 1 and 2. Hasi Energji had only experience in food import and export. On 25.04. 2009, the Ministry approved modification of the concession from Lengarica 1 and Lengarica 2 to Lengarica with installed capacity of 8.906 MW. The government of Prime Minister Sali Berisha declared Hotovë-Dangëllisë area a National Park in December 2008, after Hasi Energji had obtained the concession. When Enso bought the concession in 2011, it had to apply for a new environmental permit at the Ministry of Environment, as the project already stretched within the National Park Hotovë-Dangelli. Environmental permit for Lengarica HPP had been originally rejected by the Ministry of Environment on 4 October 2011. The environmental permit was approved only months later on 21 January 2012. Lengarica HPP inflicts upon Lengarica canyon, National Park Hotoves and thermal water sources Bënjës. Project sponsor claims that the level of protection in the canyon has no connection with the project, as they only divert water from it, but do not perform any construction within the canyon. Environmentalists held protest against Langarica HPP construction on 13.11.2014. Concession failure penalties: Penalty holder: "Concessionaire for the construction of HPP Lengarica; the name blacked out in the document" Total penalty amount: 38,842,329 Currency:LEK Reason:"liable to pay the obligation in the amount of 38,842,329 LEK (0.005% x LEK investment 1,908,714,000 x 407 days (11/12 / 2009- 23/01/2011)" Penalty issued: December 2012 | http://ifcext.ifc.org/ifcext/spiwebsite1.nsf/f451ebbe34a9a8ca85256a550073ff10/799a140eed7a6bcb852578fb005299a5?opendocument; http://cdm.unfccc.int/ProgrammeOfActivities/cpa_db/6IU7OJ9A0S4R1FEDQZB5HKMXYPLT2N/view; http://www.ebrd.com/work-with-us/projects/psd/european-fund-for-south-east-europe-efse-ii.html; http://abkons.com/en/erm-environmental-resource-management/ http://www.klsh.org.al/web/pub/ministrin_e_ekonomis_441_1.pdf; http://energjia.al/2014/11/14/kunder-ndetimit-te-hec-it-ne-lengarice/; http://www.reporter.al/hidrocentrali-financuar-nga-banka-boterore-kercenon-kanionin-e-lengarices/; https://cdm.unfccc.int/filestorage/P/N/A/PNA4GMXV78JCOZ3I2TEFLUR50HBQWD/CPA-DD%20specific%20version%2001.pdf?t=Tlp8bnhqeXdyfDDcKHgHI-MoqEEnaccbp8Zk http://www.ggf.lu/fileadmin/user_upload/08_press/pdf/2013-12-austria-and-ggf-alleviate-albanias-energy-deficit.pdf http://www.qkb.gov.al/umbraco/Surface/SearchSurface/DownloadDocument?documentCode=DF7286B0-9DBD-4764-8A9E-3B667D5F6001 http://www.qkb.gov.al/umbraco/Surface/SearchSurface/DownloadDocument?documentCode=D61503A2-18C4-46A0-87DB-471CCDB8BA27
AL | Albania | Lengarica |  |  |  | Additional row: Multiple financing sources | [31 empty] | Development Bank of Austria (OeEB - Oesterreichische Entwicklungsbank AG) | Completed | 5 | Yes | See above | See above
AL | Albania | Mati 1 | Mati |  |  | Greenfield |  |  |  |  | 0 | 17.4 |  | Enso Hydro Energji sh.p.k | Enso Hydro GmbH | Austria | 80% | private | [5 empty] | concession awarded | N/A |  |  |  |  | AL-MDB | International Finance Corporation (IFC) | Signed | equity | See Lengarica | [6 empty] | Yes | In September 2014 Enso hydro announced a tender for construction of the Mati hydropower complex The Albanian governments (ministry of Economy) signed the contract of the concession with ENSO based on eight HPPs. After the first comments during the public consultation (2012 –2013) ENSO took in consideration the suggestions and redefined the cascade from eight to three avoiding the environmental and economical issues on the middle watershed. This last scheme was approved by the responsible authority (National Agency of Natural Resources). Also called Klosi North, Klosi South and Xibri, however it is not clear which is which. | http://www.enso.at; https://www.linkedin.com/pub/dir/Fatbardh/+; https://www.linkedin.com/pub/dir/Roland/Lici; http://abkons.com/en/erm-environmental-resource-management/, http://www.ikk.at/en/projekt/mati-river-cascade-albania/, http://www.hydroworld.com/articles/2014/09/developer-seeks-construction-of-38-12-mati-hydro-complex-in-albania.html, https://ifcextapps.ifc.org/ifcext/pressroom/ifcpressroom.nsf/0/395D42616B40B97B852579A4005C15D0?OpenDocument
AL | Albania | Mati 1i | Mati |  |  | Greenfield |  |  |  |  | 0 | 0.8 |  | Enso Hydro Energji sh.p.k | Enso Hydro GmbH | Austria | 80% | private | [5 empty] | concession awarded | N/A |  |  |  |  | AL-MDB | International Finance Corporation (IFC) | Signed | equity | See Lengarica | [6 empty] | Yes | In September 2014 Enso hydro announced a tender for construction of the Mati hydropower complex The Albanian governments (ministry of Economy) signed the contract of the concession with ENSO based on eight HPPs. After the first comments during the public consultation (2012 –2013) ENSO took in consideration the suggestions and redefined the cascade from eight to three avoiding the environmental and economical issues on the middle watershed. This last scheme was approved by the responsible authority (National Agency of Natural Resources). | http://www.enso.at; https://www.linkedin.com/pub/dir/Fatbardh/+; https://www.linkedin.com/pub/dir/Roland/Lici; http://abkons.com/en/erm-environmental-resource-management/, http://www.ikk.at/en/projekt/mati-river-cascade-albania/, http://www.hydroworld.com/articles/2014/09/developer-seeks-construction-of-38-12-mati-hydro-complex-in-albania.html, https://ifcextapps.ifc.org/ifcext/pressroom/ifcpressroom.nsf/0/395D42616B40B97B852579A4005C15D0?OpenDocument
AL | Albania | Mati 2 | Mati |  |  | Greenfield |  |  |  |  | 0 | 19.8 |  | Enso Hydro Energji sh.p.k | Enso Hydro GmbH | Austria | 80% | private | [5 empty] | concession awarded | N/A |  |  |  |  | AL-MDB | International Finance Corporation (IFC) | Signed | equity | See Lengarica | [6 empty] | Yes | In September 2014 Enso hydro announced a tender for construction of the Mati hydropower complex The Albanian governments (ministry of Economy) signed the contract of the concession with ENSO based on eight HPPs. After the first comments during the public consultation (2012 –2013) ENSO took in consideration the suggestions and redefined the cascade from eight to three avoiding the environmental and economical issues on the middle watershed. This last scheme was approved by the responsible authority (National Agency of Natural Resources). | http://www.enso.at; https://www.linkedin.com/pub/dir/Fatbardh/+; https://www.linkedin.com/pub/dir/Roland/Lici; http://abkons.com/en/erm-environmental-resource-management/, http://www.ikk.at/en/projekt/mati-river-cascade-albania/, http://www.hydroworld.com/articles/2014/09/developer-seeks-construction-of-38-12-mati-hydro-complex-in-albania.html, https://ifcextapps.ifc.org/ifcext/pressroom/ifcpressroom.nsf/0/395D42616B40B97B852579A4005C15D0?OpenDocument
AL | Albania | Zanore | Shkumbin |  | Librazhd | Greenfield |  |  |  |  | 0 | 0.9 |  | Hec-i Dragostunje shpk | not identified |  |  | private |  | 2009 |  |  |  | unclear | [16 empty] | Not identified |  | http://www.albeiti.org/regjistri-i-koncensioneve-hidroenergjitike/
AL | Albania | Sheja and Librazhd cascade / Sheja |  |  | Librazhd | Greenfield |  |  | Other protected area | Inside | 0 | 5.97 |  | Hec-i Dragostunje shpk | not identified |  |  | private | 5 | 2011 |  |  |  | concession awarded | N/A | [15 empty] | Not identified | On 26 July 2014 the Ministry of Energy and Industry initiated proceeding in cancellation of 14 concessionary contracts for the construction of 30 HPPs approved by Berisha's administration, including the Sheja e Librazhdit HPP. | http://gazeta-shqip.com/lajme/2014/07/26/anulohen-kontratat-e-koncesioneve-per-30-hec-e/
AL | Albania | Ura |  |  |  | Greenfield | [7 empty] | Hec-i Dragostunje shpk | not identified |  |  | private | [5 empty] | unclear | [16 empty] | Not identified | Concession failure penalties: Penalty holder: see Shendelli Total penalty amount: see Shendelli Currency: see Shendelli Reason: see Shendelli Penalty issued: see Shendelli | http://www.albeiti.org/regjistri-i-koncensioneve-hidroenergjitike/
AL | Albania | Bence cascade / Tepelene (also Tepelena) | Bence | Vjosa | Tepelene | Greenfield |  |  |  |  | 0 | see Bence |  | Ferar Energy shpk | not identified |  |  | private | see Bence | 2009 | 35 |  | IC clean energy solutions (Austria) | concession awarded | N/A | [15 empty] | Not identified | Between March 15-September 15, 2013 Ferar energy represented by Ferid Sukaj was granted an environmental permit for the construction of a HPP in Gjirokaster. Reported that the concession was annulled in 2014 but it still appears on the concession register in 2016. | http://www.panorama.com.al/koncesionet-anulohen-14-kontrata-per-hec-e/, http://www.albeiti.org/regjistri-i-koncensioneve-hidroenergjitike/
AL | Albania | Dunice HPPS cascade /Potgozhan (also Podgozhan) |  | Shkumbin |  | Greenfield |  |  |  |  | 0 | see Dunice |  | Hec Dunice shpk | not identified |  |  | private | see Dunice | 2009 |  |  |  | concession awarded | N/A | [15 empty] | Not identified | HEC-i DUNICE Shpk was a plaintiff in a 22.07.2013 litigation case involving Ministry of Economy, Trade and Energy and Trebinje community. Concession failure penalties: Penalty holder: concessionare for the construction of the HPPs Trebinja 1, Trebinja 2, Potgozhan, Kalivac and Dunice; name blacked out in the document Total penalty amount: see Trebinje 1 Currency:LEK Reason:"pay LEK 11,939,820 (00:05% x 175,585,602 ALL (value from the investment without committing x 136 day (for the period 17/08/2011 to 31/12/2011)" Penalty issued: December 2012 | http://www.albeiti.org/regjistri-i-koncensioneve-hidroenergjitike/, http://www.azht.gov.al/files/news_files/Dokumenti_i_rregullores_i_miratuar_vendimi_nr_2.pdf, http://www.ere.gov.al/doc/Njoftim_09.02.2018.pdf
AL | Albania | Dunice HPPS cascade / Trebinje 1 (also Trebinja 1) | Trebinje | Shkumbin |  | Greenfield |  |  |  |  | 0 | see Dunice |  | Hec Dunice shpk | not identified |  |  | private | see Dunice | 2009 |  |  |  | concession awarded | N/A | [15 empty] | Not identified | HEC-i DUNICE Shpk was a plaintiff in a 22.07.2013 litigation case involving Ministry of Economy, Trade and Energy and Trebinje community. Concession failure penalties: Penalty holder: concessionare for the construction of the HPPs Trebinja 1, Trebinja 2, Potgozhan, Kalivac and Dunice; name blacked out in the document Total penalty amount: 11,939,820 Currency:LEK Reason: "pay LEK 11,939,820 (00:05% x 175,585,602 ALL (value from the investment without committing x 136 day (for the period 17/08/2011 to 31/12/2011)" Penalty issued: December 2012 | http://www.albeiti.org/regjistri-i-koncensioneve-hidroenergjitike/, http://www.azht.gov.al/files/news_files/Dokumenti_i_rregullores_i_miratuar_vendimi_nr_2.pdf, http://www.ere.gov.al/doc/Njoftim_09.02.2018.pdf
AL | Albania | Dunice HPPS cascade / Trebinje 2 (also Trebinja 2) | Trebinje | Shkumbin |  | Greenfield |  |  |  |  | 0 | see Dunice |  | Hec Dunice shpk | not identified |  |  | private | see Dunice | 2009 |  |  |  | concession awarded | N/A | [15 empty] | Not identified | HEC-i DUNICE Shpk was a plaintiff in a 22.07.2013 litigation case involving Ministry of Economy, Trade and Energy and Trebinje community. Concession failure penalties: Penalty holder: see Trebinje 1 Total penalty amount: see Trebinje 1 Currency:LEK Reason: see Trebinje 1 Penalty issued: December 2012 | http://www.albeiti.org/regjistri-i-koncensioneve-hidroenergjitike/, http://www.azht.gov.al/files/news_files/Dokumenti_i_rregullores_i_miratuar_vendimi_nr_2.pdf, http://www.ere.gov.al/doc/Njoftim_09.02.2018.pdf
AL | Albania | Kryezi 1 and Kryezi i Eperm cascade / Kryezi I Eperm (Kryezi 2) | Fan |  | Puke | Greenfield |  |  |  |  | 0.2 | 0 |  | Bekim Energjetik shpk | not identified |  |  | private | see Kryezi 1 | 2009 |  |  |  | operational<5 | Unclear | [15 empty] | Not identified | It is clear the plant exists as there are pictures but it is not clear when it started operating as ERE reports till 2016 don't contain generation data for it. | http://dekliada-alb.al/en/hpp-kryezi-2, http://www.albeiti.org/regjistri-i-koncensioneve-hidroenergjitike/
AL | Albania | Shkalle and Cerrunje concession / Cerruja 1 (also Cerruje) | Benji | Mat | Suc; Burrel; Diber | Greenfield |  |  |  |  | 2.3 | 0 |  | Energy partners Al shpk | Energy Development Group SH.A. |  |  | private | [5 empty] | operational<5 | 2013 |  |  | 6.2 |  | AL-MDB | European Bank for Reconstruction and Development (EBRD) | Signed | credit | 3.6 | [6 empty] | Yes | On 26 July 2014 the Ministry of Energy and Industry initiated proceeding in cancellation of 14 concessionary contracts for the construction of 30 HPPs approved by Berisha's administration, including the Cerruje HPP. The EBRD financing is extended under the Bank’s Western Balkans Sustainable Energy Direct Financing Facility (WeBSEDFF). WeBSEDFF is part of the EBRD’s Sustainable Energy Initiative (SEI) addressing the challenges of climate change and energy efficiency. EBRD Incentive Payments (capped) for Cerruja 1+2:0,60 | http://gazeta-shqip.com/lajme/2014/07/26/anulohen-kontratat-e-koncesioneve-per-30-hec-e/; http://www.websedff.com/fileadmin/documents/FICHT-8814967-v1-ALBANIEN_Cerruja_Case_Study.pdf; http://edg.al/about-us/; correspondence with EBRD
AL | Albania | Shkalle and Cerrunje concession / Cerruja 2 (also Cerruje) | Benji | Mat | Suc; Burrel; Diber | Greenfield |  |  |  |  | 2.9 | 0 |  | Energy partners Al shpk | Energy Development Group SH.A. |  |  | private | [5 empty] | operational<5 | 2013 |  |  | See Cerruja 1 |  | AL-MDB | European Bank for Reconstruction and Development (EBRD) | Signed | credit | see Cerruje 1 | [6 empty] | Yes | On 26 July 2014 the Ministry of Energy and Industry initiated proceeding in cancellation of 14 concessionary contracts for the construction of 30 HPPs approved by Berisha's administration, including the Cerruje HPP. The EBRD financing is extended under the Bank’s Western Balkans Sustainable Energy Direct Financing Facility (WeBSEDFF). WeBSEDFF is part of the EBRD’s Sustainable Energy Initiative (SEI) addressing the challenges of climate change and energy efficiency. EBRD Incentive Payments (capped) for Cerruja 1+2:0,60 | http://gazeta-shqip.com/lajme/2014/07/26/anulohen-kontratat-e-koncesioneve-per-30-hec-e/; http://www.websedff.com/fileadmin/documents/FICHT-8814967-v1-ALBANIEN_Cerruja_Case_Study.pdf; http://edg.al/about-us/; correspondence with EBRD, https://eiti.org/sites/default/files/documents/2015_albania_eiti_report.pdf
AL | Albania | Shkalle and Cerrunje concession / Rrypa (also Rrupe) | Benji | Mat | Suc; Burrel; Diber | Greenfield |  |  |  |  | 3.6 | 0 |  | Energy partners Al shpk | Energy Development Group SH.A. |  |  | private | see Shkalle | 2009 |  |  | Vaptech (Bulgaria); Building Construction shpk (Albania; | operational<5 | 2013 |  |  |  |  | AL-MDB | European Bank for Reconstruction and Development (EBRD) | Completed | credit |  | Veneto Banka | Invested |  |  |  |  | Yes | The Veneto Bank share in the project debt probably is around EUR 2.4 mil referring to the 2012 financial report | http://edg.al/portfolio-item/rrypa/, https://building-construction.al/?page_id=53 http://www.qkb.gov.al/umbraco/Surface/SearchSurface/DownloadDocument?documentCode=35A9769F-70C8-41D5-B1D0-402AB9E313B5 http://www.qkb.gov.al/umbraco/Surface/SearchSurface/DownloadDocument?documentCode=A12D1A21-35D4-41C2-8241-EF4EE8CCE2D8, https://eiti.org/sites/default/files/documents/2015_albania_eiti_report.pdf
AL | Albania | Shkalle and Cerrunje concession / Klos | Benji | Mat | Suc; Burrel; Diber | Greenfield |  |  |  |  | 2.6 | 0 |  | Energy partners Al shpk | Energy Development Group SH.A. |  |  | private | see Shkalle | 2009 |  |  |  | operational<5 | 2013 | [15 empty] | Not identified | On 26 July 2014 the Ministry of Energy and Industry initiated proceeding in cancellation of 14 concessionary contracts for the construction of 30 HPPs approved by Berisha's administration, including the Klos and Plesha HPPs. However it is reported as operating in 2016 by ERE so it is not clear what is happening. | http://gazeta-shqip.com/lajme/2014/07/26/anulohen-kontratat-e-koncesioneve-per-30-hec-e/; http://edg.al/about-us/, http://edg.al/portfolio-item/rrypa/, https://eiti.org/sites/default/files/documents/2015_albania_eiti_report.pdf, http://www.ere.gov.al/doc/Raporti_Vjetor_2016.pdf, http://www.panorama.com.al/koncesionet-anulohen-14-kontrata-per-hec-e/
AL | Albania | Shkalle and Cerrunje concession / Plesha | Benji | Mat | Suc; Burrel; Diber | Greenfield |  |  |  |  | 0 | 2.8 |  | Energy partners Al shpk | Energy Development Group SH.A. |  |  | private | see Shkalle | 2009 |  |  |  | potential | N/A | [15 empty] | None | On 26 July 2014 the Ministry of Energy and Industry initiated proceeding in cancellation of 14 concessionary contracts for the construction of 30 HPPs approved by Berisha's administration, including the Plesha HPP. | http://gazeta-shqip.com/lajme/2014/07/26/anulohen-kontratat-e-koncesioneve-per-30-hec-e/, http://www.panorama.com.al/koncesionet-anulohen-14-kontrata-per-hec-e/
AL | Albania | Kacini (Kacni) | Drin | Drin-Bune | Peshkopi | Greenfield |  |  |  |  | 3.87 | 0 |  | Kisi Bio Energy | Energy Development Group SH.A. |  |  | private |  | 2008 |  |  |  | operational<5 | 2015 | [15 empty] | Not identified |  | http://edg.al/portfolio-item/kacini/, http://www.ere.gov.al/doc/Raporti_Vjetor_2016.pdf, http://www.albeiti.org/regjistri-i-koncensioneve-hidroenergjitike/
AL | Albania | Truen (also Truenit) | Truenit | Drin-Bune | Puke; Shkoder | Greenfield |  |  |  |  | 0 | 2.5 |  | Truen shkp | YLLIAD 50%, CN'AIR 51% | France |  | private | 1 | 2012 |  |  | Ylliad shpk (Albania) | operational<5 | 2016 | [15 empty] | Not identified | Between March 15 and 15 September, 2013 Truen represented by Roland Koreta was granted an environmental permit for the construction of Truen HPP in Truni, Puke. | http://www.albeiti.org/regjistri-i-koncensioneve-hidroenergjitike/, http://www.ere.gov.al/doc/Raporti_Vjetor_2016.pdf
AL | Albania | Dunice HPPS cascade / Kalivac | Kalivac | Shkumbin | Pogradec | Greenfield |  |  |  |  | 0 | 0.73 |  | Hec Dunice shpk | not identified |  |  | private | see Dunice | 2009 |  |  |  | concession awarded | N/A | [15 empty] | Not identified | HEC-i DUNICE Shpk was a plaintiff in a 22.07.2013 litigation case involving Ministry of Economy, Trade and Energy and Trebinje community. Concession failure penalties: Penalty holder: concessionare for the construction of the HPPs Trebinja 1, Trebinja 2, Potgozhan, Kalivac and Dunice; name blacked out in the document Total penalty amount: see Trebinje 1 Currency:LEK Reason:"pay LEK 11,939,820 (00:05% x 175,585,602 ALL (value from the investment without committing x 136 day (for the period 17/08/2011 to 31/12/2011)" Penalty issued: December 2012 | http://www.albeiti.org/regjistri-i-koncensioneve-hidroenergjitike/, http://www.azht.gov.al/files/news_files/Dokumenti_i_rregullores_i_miratuar_vendimi_nr_2.pdf, http://www.ere.gov.al/doc/Njoftim_09.02.2018.pdf
AL | Albania | Uleza and Shkopeti (also Ulez and Shkopet) cascade / Uleza (also Ulza or Ulzes or Ulze) | Liqeni i Ulzes | Mat | Ulez; Burrel; Diber | Rehabilitation |  | Ulza Regional Nature Park | Other protected area | Inside | 0 | 25.2 |  | Kurum International Sh.A. | Kurum International sha (owned by Kurum Holding A.S.) | Turkey | 100 % | private |  | 2011 | 30 | 05.12.2041 |  | operational>10 | 1958 |  |  | 120 |  | AL-MDB | International Finance Corporation (IFC) | Signed | credit | see Bistrica 2 | Odeabank, Banka Kombetare Tregtare, Raiffeisen Bank Albania | Invested |  |  |  | see Bistrica 1 | Yes | see Bistrica 2 | http://ifcext.ifc.org/IFCExt/spiwebsite1.nsf/78e3b305216fcdba85257a8b0075079d/ec98d972d9675d2385257b5c005f80b4?opendocument; http://ifcext.ifc.org/IFCExt/Pressroom/IFCPressRoom.nsf/0/DADCA1B9C06638CB85257C4700354AE5
AL | Albania | Uleza and Shkopeti (also Ulez and Shkopet) cascade / Shkopeti | Liqeni i Shkopeti | Mat | Ulez; Burrel; Diber | Rehabilitation |  | Ulza Regional Nature Park | Other protected area | Inside | 0 | 24 |  | Kurum International Sh.A. | Kurum International sha (owned by Kurum Holding A.S.) | Turkey | 100 % | private |  | 2011 | 30 | 05.12.2041 |  | operational>10 | Unclear |  |  | 120 |  | AL-MDB | International Finance Corporation (IFC) | Signed | credit | 33 | Odeabank, Banka Kombetare Tregtare, Raiffeisen Bank Albania | Invested |  | Black Sea Trade and Development Bank |  | see Bistrica 1 | Yes | see Bistrica 2. Date of entering operation 1963 or 1970, not clear | http://ifcext.ifc.org/IFCExt/spiwebsite1.nsf/78e3b305216fcdba85257a8b0075079d/ec98d972d9675d2385257b5c005f80b4?opendocument; http://ifcext.ifc.org/IFCExt/Pressroom/IFCPressRoom.nsf/0/DADCA1B9C06638CB85257C4700354AE5
AL | Albania | Murdhar 1 and 2 cascade / Murdhar 2 | Zallit | Ishem-Erzen |  | Greenfield |  |  |  |  | 1 | 0 |  | HydroEnergy shpk | SOL spa | Italy | 75% | private | see Murdhar 1 | 2009 |  |  | Unitec Studio Projekt Ltd (Albania) | operational<5 | 2014 | [15 empty] | Not identified |  | http://www.sol.it/english/bil2013.pdf; http://www.sol.it/english/bil2011.pdf, http://www.ere.gov.al/doc/Annual_Report_2014.pdf, https://www.wbif.eu/content/stream//Sites/website/library/WBEC-REG-ENE-01-BR-1-Role-of-hydropower-04.12b.pdf
AL | Albania | Zaje-Tujan-Xhaferraj-Kollovoz-Novosejë-Meshtekën concession / Zaje (also Zaj or Zajes) | Rekes (also Reka-Topojan) | Drin-Bune | Kukes | Greenfield |  | Korab – Koritnik Natural Park | Natural Park | Inside | 0 | see Tujan |  | Reka sh.p.k; Albakonstruksion sh.p.k; Xhoino sh.p.k | not identified |  |  | private | see Tujan | 2012 |  |  |  | concession awarded | N/A | [15 empty] | Not identified |  | http://www.albeiti.org/regjistri-i-koncensioneve-hidroenergjitike/, http://www.ere.gov.al/doc/Raporti_Vjetor_2016.pdf
AL | Albania | Zaje-Tujan-Xhaferraj-Kollovoz-Novosejë-Meshtekën concession / Xhaferraj | Rekes (also Reka-Topojan) | Drin-Bune | Kukes | Greenfield |  | Korab – Koritnik Natural Park | Natural Park | Inside | 0 | see Tujan |  | Reka sh.p.k; Albakonstruksion sh.p.k; Xhoino sh.p.k | not identified |  |  | private | see Tujan | 2012 |  |  |  | concession awarded | N/A | [15 empty] | Not identified |  | http://www.albeiti.org/regjistri-i-koncensioneve-hidroenergjitike/, http://www.ere.gov.al/doc/Raporti_Vjetor_2016.pdf
AL | Albania | Zaje-Tujan-Xhaferraj-Kollovoz-Novosejë-Meshtekën concession / Kollovoz | Shishtavecit | Drin-Bune | Kukes | Greenfield |  | Korab – Koritnik Natural Park | Natural Park | Inside | 0 | see Tujan |  | Reka sh.p.k; Albakonstruksion sh.p.k; Xhoino sh.p.k | not identified |  |  | private | see Tujan | 2012 |  |  |  | concession awarded | N/A | [15 empty] | Not identified |  | http://www.albeiti.org/regjistri-i-koncensioneve-hidroenergjitike/, http://www.ere.gov.al/doc/Raporti_Vjetor_2016.pdf
AL | Albania | Zaje-Tujan-Xhaferraj-Kollovoz-Novosejë-Meshtekën concession / Novosejë | Shishtavecit | Drin-Bune | Kukes | Greenfield |  | Korab – Koritnik Natural Park | Natural Park | Inside | 0 | see Tujan |  | Reka sh.p.k; Albakonstruksion sh.p.k; Xhoino sh.p.k | not identified |  |  | private | see Tujan | 2012 |  |  |  | concession awarded | N/A | [15 empty] | Not identified |  | http://www.albeiti.org/regjistri-i-koncensioneve-hidroenergjitike/, http://www.ere.gov.al/doc/Raporti_Vjetor_2016.pdf
AL | Albania | Zaje-Tujan-Xhaferraj-Kollovoz-Novosejë-Meshtekën concession / Meshtekën | Rekes (also Reka-Topojan) | Drin-Bune | Kukes | Greenfield |  | Korab – Koritnik Natural Park | Natural Park | Inside | 0 | see Tujan |  | Reka sh.p.k; Albakonstruksion sh.p.k; Xhoino sh.p.k | not identified |  |  | private | see Tujan | 2012 |  |  |  | concession awarded | N/A | [15 empty] | Not identified |  | http://www.albeiti.org/regjistri-i-koncensioneve-hidroenergjitike/, http://www.ere.gov.al/doc/Raporti_Vjetor_2016.pdf
AL | Albania | Devoll cascade / Kokel HPP |  |  |  | Greenfield |  |  |  |  | 0 | 36 |  | Devoll Hydropower Sh.A. | Statkraft AS | Norway | 100% | private | see Banje | 2009 |  |  | Norplan (Norway), Alstom (France), Sweco (Sweden), AF-Consult Switzerland; Limak-Age JV; Norconsult (Norway) | planned | N/A | [15 empty] | Not identified | see Banje | http://www.statkraft.de/Statkraft/Documents/de/Investor%20Relations/Anual%20Report%202013%20Statkraft%20Markets%20GmbH_Web%20Vers._ENGLISH.pdf; http://www.statkraft.com/about-statkraft/Projects/albania/devoll/#sthash.qwrqJr2u.dpuf
AL | Albania | Zerec | Zerecit reservoir | Devoll | Korce | Greenfield |  |  |  |  | 0 | 1 |  | Eco Beton shpk | not identified |  |  | private | 1 | 2009 | 35 |  |  | concession awarded | N/A | [15 empty] | None |  | http://www.albeiti.org/regjistri-i-koncensioneve-hidroenergjitike/
AL | Albania | Zerec cascade / Zerec 1 | Dusharit | Devoll | Moglice, Korce | Greenfield |  |  |  |  | 0 | 0.55 |  | Enrel Hydro shpk | not identified |  |  | private | 2 | 2013 |  |  |  | concession awarded | N/A | [15 empty] | Not identified | On 16.02.2015 Enrel Hydro shpk presented a project documentation to the KKTR for Zerec 1 and 2. Report on archeological survey for Zerec 1 and 2 for Enrel Hydro shpk released on 04.02.2014. | http://www.planifikimi.gov.al/sites/default/files/Dokumenti%20i%20Rregullores%20Vendim%20nr.%205,%20dt.%2016.02.2015_Hec%20Zerec1%262.pdf; http://www.ikub.al/LIGJE_CATEGORY/1406060134/Article-PeR-LICENCIMIN-E-SHOQeRISe-ENREL-HYDRO-SHPK-Ne-AKTIVITETIN-E-PRODHIMIT-Te-ENERGJISe-ELEKTRIKE-NGA-HEC-ET-ZEREC-1-DHE-ZEREC-2-.aspx; http://www.asha.gov.al/wp-content/uploads/2014/06/7.Vendim.280-dt.04.02.2014.pdf, http://www.albeiti.org/regjistri-i-koncensioneve-hidroenergjitike/
AL | Albania | Zerec cascade / Zerec 2 | Dusharit | Devoll | Moglice, Korce | Greenfield |  |  |  |  | 0 | 1.315 |  | Enrel Hydro shpk | not identified |  |  | private | see Zerec 1 | 2013 |  |  |  | concession awarded | N/A | [15 empty] | Not identified | On 16.02.2015 Enrel Hydro shpk preented a project documentation to the KKTR for Zerec 1 and 2. Report on archeological survey for Zerec 1 and 2 for Enrel Hydro shpk released on 04.02.2014. | http://www.planifikimi.gov.al/sites/default/files/Dokumenti%20i%20Rregullores%20Vendim%20nr.%205,%20dt.%2016.02.2015_Hec%20Zerec1%262.pdf; http://www.ikub.al/LIGJE_CATEGORY/1406060134/Article-PeR-LICENCIMIN-E-SHOQeRISe-ENREL-HYDRO-SHPK-Ne-AKTIVITETIN-E-PRODHIMIT-Te-ENERGJISe-ELEKTRIKE-NGA-HEC-ET-ZEREC-1-DHE-ZEREC-2-.aspx; http://www.asha.gov.al/wp-content/uploads/2014/06/7.Vendim.280-dt.04.02.2014.pdf, http://www.albeiti.org/regjistri-i-koncensioneve-hidroenergjitike/
AL | Albania | Lenie, Shales, Strelce concession / Shales | Strelce | Shkumbin |  | Greenfield |  |  |  |  | 0 | 1.08 |  | Gjoka Konstruksion Energji shpk | not identified |  |  | private | see Lenie | 2010 | 35 |  |  | operational<5 | 2014 | [15 empty] | Not identified | Operating date deduced from ERE reports | http://www.ere.gov.al/doc/Annual_Report_2014.pdf, http://www.albeiti.org/regjistri-i-koncensioneve-hidroenergjitike/
AL | Albania | Lenie, Shales, Strelce concession / Strelca | Strelce | Shkumbin |  | Greenfield |  |  |  |  | 0 | 1.174 |  | Gjoka Konstruksion Energji shpk | not identified |  |  | private | see Lenie | 2010 | 35 |  |  | operational<5 | 2014 | [15 empty] | Not identified | Operating date deduced from ERE reports | http://www.ere.gov.al/doc/Annual_Report_2014.pdf http://www.albeiti.org/regjistri-i-koncensioneve-hidroenergjitike/
AL | Albania | Menkulas cascade / Menkulas |  | Shkumbin |  | Greenfield |  |  |  |  | 0 | 2.26 |  | D6 | not identified |  |  | private | 6 | 2010 | 35 |  |  | unclear | N/A | [15 empty] | Not identified | On 26 July 2014 the Ministry of Energy and Industry initiated proceeding in cancellation of 14 concessionary contracts for the construction of 30 HPPs approved by Berisha's administration, including the Menkulas HPP, however it still appears in the 2016 EITI report. | http://gazeta-shqip.com/lajme/2014/07/26/anulohen-kontratat-e-koncesioneve-per-30-hec-e/, http://www.albeiti.org/regjistri-i-koncensioneve-hidroenergjitike/
AL | Albania | Menkulas cascade / Dobjat (also Dobjot i Madh) |  | Shkumbin |  | Greenfield |  | Koryfes Orous Grammos Emerald | National strict protected area Emerald | Inside | 0 | see Menkulas |  | D6 | not identified |  |  | private | see Menkulas | 2010 | 35 |  |  | unclear | N/A | [15 empty] | Not identified | On 26 July 2014 the Ministry of Energy and Industry initiated proceeding in cancellation of 14 concessionary contracts for the construction of 30 HPPs approved by Berisha's administration, including the Menkulas HPP, however it still appears in the 2016 EITI report. | http://gazeta-shqip.com/lajme/2014/07/26/anulohen-kontratat-e-koncesioneve-per-30-hec-e/, http://www.albeiti.org/regjistri-i-koncensioneve-hidroenergjitike/
AL | Albania | Menkulas cascade / Bracen |  | Shkumbin |  | Greenfield |  |  |  |  | 0 | see Menkulas |  | D6 | not identified |  |  | private | see Menkulas | 2010 | 35 |  |  | unclear | N/A | [15 empty] | None |  | http://gazeta-shqip.com/lajme/2014/07/26/anulohen-kontratat-e-koncesioneve-per-30-hec-e/, http://www.albeiti.org/regjistri-i-koncensioneve-hidroenergjitike/
AL | Albania | Menkulas cascade / Kuc |  | Shkumbin |  | Greenfield |  |  |  |  | 0 | see Menkulas |  | D6 | not identified |  |  | private | see Menkulas | 2010 | 35 |  |  | unclear | N/A | [15 empty] | None |  | http://gazeta-shqip.com/lajme/2014/07/26/anulohen-kontratat-e-koncesioneve-per-30-hec-e/, http://www.albeiti.org/regjistri-i-koncensioneve-hidroenergjitike/
AL | Albania | Menkulas cascade / Miras |  | Shkumbin |  | Greenfield |  | Koryfes Orous Grammos Emerald | National strict protected area Emerald | Inside | 0 | see Menkulas |  | D6 | not identified |  |  | private | see Menkulas | 2010 | 35 |  |  | unclear | N/A | [15 empty] | None |  | http://gazeta-shqip.com/lajme/2014/07/26/anulohen-kontratat-e-koncesioneve-per-30-hec-e/, http://www.albeiti.org/regjistri-i-koncensioneve-hidroenergjitike/
AL | Albania | Ayen Enerji concession / Gojan | Fan | Mat | Rreshen; Lezhe | Cancelled | [7 empty] | AS energji shpk | Ayen Enerji AS | Turkey | AYDINER INSAAT ANONIM STI | private |  | 2011 | 35 |  |  | cancelled | N/A | [15 empty] | N/A | See Fangu - number of plants in the cascade reduced | http://www.ayen.com.tr/eng/Haberdetay.aspx?haber=30 http://www.ayen.com.tr/eng/Yatirimdetay.aspx?yatirim=29; http://energjia.al/2015/05/04/do-priten-600-ha-pyje-per-5-hec-e/; https://www.youtube.com/watch?v=B9ivtKpaDvs http://www.qkb.gov.al/umbraco/Surface/SearchSurface/DownloadDocument?documentCode=E5451412-F898-4DD3-BE41-C53D85A2600E http://ayenas.al/ https://seenews.com/news/albanias-ayen-as-energji-secures-128-mln-euro-loan-from-turkeys-isbank-406803 http://www.qbz.gov.al/Botime/Akteindividuale/Janar%202017/Fletore%20161/VENDIM%20I%20ERE-s%20nr.%20128,%20date%2016.8.2017.pdf, http://www.ere.gov.al/doc/Annual_Report__2015.pdf
AL | Albania | Ayen Enerji concession / Gjegjan | Fan i Madh | Mat | Rreshen; Lezhe | Cancelled |  |  |  |  | 0 | 0 |  | AS energji shpk | Ayen Enerji AS | Turkey | AYDINER INSAAT ANONIM STI | private |  | 2011 | 35 |  |  | cancelled | N/A | [15 empty] | N/A | See Fangu - number of plants in the cascade reduced | http://www.ayen.com.tr/eng/Haberdetay.aspx?haber=30 http://www.ayen.com.tr/eng/Yatirimdetay.aspx?yatirim=29; http://energjia.al/2015/05/04/do-priten-600-ha-pyje-per-5-hec-e/; https://www.youtube.com/watch?v=B9ivtKpaDvs http://www.qkb.gov.al/umbraco/Surface/SearchSurface/DownloadDocument?documentCode=E5451412-F898-4DD3-BE41-C53D85A2600E http://ayenas.al/ https://seenews.com/news/albanias-ayen-as-energji-secures-128-mln-euro-loan-from-turkeys-isbank-406803 http://www.qbz.gov.al/Botime/Akteindividuale/Janar%202017/Fletore%20161/VENDIM%20I%20ERE-s%20nr.%20128,%20date%2016.8.2017.pdf, http://www.ere.gov.al/doc/Annual_Report__2015.pdf
AL | Albania | Ayen Enerji concession / Peshqesh | Fan i Madh | Mat | Rreshen; Lezhe | Greenfield |  |  |  |  | 34 | 0 |  | AS energji shpk | Ayen Enerji AS | Turkey | AYDINER INSAAT ANONIM STI | private |  | 2011 | 35 |  |  | operational<5 | 2015 | [9 empty] | Isbank | Invested |  |  |  |  | Yes | See Fangu - number of plants in the cascade reduced | http://www.ayen.com.tr/eng/Haberdetay.aspx?haber=30 http://www.ayen.com.tr/eng/Yatirimdetay.aspx?yatirim=29; http://energjia.al/2015/05/04/do-priten-600-ha-pyje-per-5-hec-e/; https://www.youtube.com/watch?v=B9ivtKpaDvs http://www.qkb.gov.al/umbraco/Surface/SearchSurface/DownloadDocument?documentCode=E5451412-F898-4DD3-BE41-C53D85A2600E http://ayenas.al/ https://seenews.com/news/albanias-ayen-as-energji-secures-128-mln-euro-loan-from-turkeys-isbank-406803 http://www.qbz.gov.al/Botime/Akteindividuale/Janar%202017/Fletore%20161/VENDIM%20I%20ERE-s%20nr.%20128,%20date%2016.8.2017.pdf, http://www.ere.gov.al/doc/Annual_Report__2015.pdf
AL | Albania | Ayen Enerji concession / Ura e Fanit | Fan | Mat | Rreshen; Lezhe | Greenfield |  |  |  |  | 0 | 1.1 |  | AS energji shpk | Ayen Enerji AS | Turkey | AYDINER INSAAT ANONIM STI | private |  | 2011 | 35 |  |  | under construction | N/A | [9 empty] | Isbank | Invested |  |  |  |  | Yes | See Fangu - number of plants in the cascade reduced | http://www.ayen.com.tr/eng/Haberdetay.aspx?haber=30 http://www.ayen.com.tr/eng/Yatirimdetay.aspx?yatirim=29; http://energjia.al/2015/05/04/do-priten-600-ha-pyje-per-5-hec-e/; https://www.youtube.com/watch?v=B9ivtKpaDvs http://www.qkb.gov.al/umbraco/Surface/SearchSurface/DownloadDocument?documentCode=E5451412-F898-4DD3-BE41-C53D85A2600E http://ayenas.al/ https://seenews.com/news/albanias-ayen-as-energji-secures-128-mln-euro-loan-from-turkeys-isbank-406803 http://www.qbz.gov.al/Botime/Akteindividuale/Janar%202017/Fletore%20161/VENDIM%20I%20ERE-s%20nr.%20128,%20date%2016.8.2017.pdf, http://www.ere.gov.al/doc/Annual_Report__2015.pdf
AL | Albania | Ayen Enerji concession / Fangut; also: Fangu | Fan | Mat | Rreshen; Lezhe | Greenfield |  |  |  |  | 74.6 | 0 |  | AS energji shpk | Ayen Enerji AS | Turkey | AYDINER INSAAT ANONIM STI | private |  | 2011 | 35 |  |  | operational<5 | 2017 | [9 empty] | Isbank | Invested | 178 |  |  |  | Yes | 178 mil EUR was borrowed for the whole cascade 600 ha of forest will be cut in the Shkodra and Lezha for the construction of five hydropower plants:HEC-Gojan, HEC-Gjegjan, HEC-Peshqesh, HEC-Ura e Fanit, HEC-Fang promoted by Ayen Enerji AS. On 20 Jul 2013 people protesting against the construction of the HPP on Fan river in Qafe Molle because of the lack of compensation for their land. Escalation of conflict, shooting, police presence. | http://www.ayen.com.tr/eng/Haberdetay.aspx?haber=30 http://www.ayen.com.tr/eng/Yatirimdetay.aspx?yatirim=29; http://energjia.al/2015/05/04/do-priten-600-ha-pyje-per-5-hec-e/; https://www.youtube.com/watch?v=B9ivtKpaDvs http://www.qkb.gov.al/umbraco/Surface/SearchSurface/DownloadDocument?documentCode=E5451412-F898-4DD3-BE41-C53D85A2600E http://ayenas.al/ https://seenews.com/news/albanias-ayen-as-energji-secures-128-mln-euro-loan-from-turkeys-isbank-406803 http://www.qbz.gov.al/Botime/Akteindividuale/Janar%202017/Fletore%20161/VENDIM%20I%20ERE-s%20nr.%20128,%20date%2016.8.2017.pdf, http://www.ere.gov.al/doc/Annual_Report__2015.pdf
AL | Albania | Germani cascade / Germani 1 | Mat |  | Burrel | Greenfield |  |  |  |  | 0 | 4.35 |  | Sa Ga-Mat shpk | not identified |  |  | private | 5 | 2011 | 35 |  |  | concession awarded | N/A | [15 empty] | None |  | http://www.albeiti.org/regjistri-i-koncensioneve-hidroenergjitike/
AL | Albania | Germani cascade / Germani 2 | Mat |  | Burrel | Greenfield |  |  |  |  | 0 | see Germani 1 |  | Sa Ga-Mat shpk | not identified |  |  | private | see Germani 1 | 2011 | 35 |  |  | concession awarded | N/A | [15 empty] | None |  | http://www.albeiti.org/regjistri-i-koncensioneve-hidroenergjitike/
AL | Albania | Germani cascade / Germani 3 | Mat |  | Burrel | Greenfield |  |  |  |  | 0 | see Germani 1 |  | Sa Ga-Mat shpk | not identified |  |  | private | see Germani 1 | 2011 | 35 |  |  | concession awarded | N/A | [15 empty] | None |  | http://www.albeiti.org/regjistri-i-koncensioneve-hidroenergjitike/
AL | Albania | Germani cascade / Germani 4 | Mat |  | Burrel | Greenfield |  |  |  |  | 0 | see Germani 1 |  | Sa Ga-Mat shpk | not identified |  |  | private | see Germani 1 | 2011 | 35 |  |  | concession awarded | N/A | [15 empty] | None |  | http://www.albeiti.org/regjistri-i-koncensioneve-hidroenergjitike/
AL | Albania | Germani cascade / Germani 5 | Mat |  | Burrel | Greenfield |  |  |  |  | 0 | see Germani 1 |  | Sa Ga-Mat shpk | not identified |  |  | private | see Germani 1 | 2011 | 35 |  |  | concession awarded | N/A | [15 empty] | None |  | http://www.albeiti.org/regjistri-i-koncensioneve-hidroenergjitike/
AL | Albania | Kozel and Helmes concession / Helmes 1 |  | Osum | Korce | Greenfield |  |  |  |  | 0.8 | 0 |  | ETHH shpk | not identified |  |  | private | 3 | 2011 | 35 |  |  | operational<5 | 2015 |  |  |  |  | AL-MDB | International Finance Corporation (IFC) | Signed | financial intermediary | 0.65 | Banka Credins (Albania) | Signed |  |  |  |  | Yes | Info from IFC: Name of HPP: Helmes 1 Power KW: 0,846 Output KWH: 4,085,959 IFC extended a €10 million in financing to Albania's Credins Bank to support renewable energy and energy efficiency projects. The financing includes up to €1 million from the IFC Canada Climate Change Program. | http://www.albeiti.org/regjistri-i-koncensioneve-hidroenergjitike/ http://ifcext.ifc.org/ifcext/spiwebsite1.nsf/ProjectDisplay/SII32190; E-mail from Credins Bank dated 9.6.2015, http://www.ere.gov.al/doc/Annual_Report__2015.pdf
AL | Albania | Kozel and Helmes concession / Helmes 2 |  | Osum | Korce | Greenfield |  |  |  |  | 0.5 | 0 |  | ETHH shpk | not identified |  |  | private | see Helmes 1 | 2011 | see Helmes cascade / Helmes 1 |  |  | operational<5 | 2015 |  |  |  |  | AL-MDB | International Finance Corporation (IFC) | Signed | financial intermediary | See Helmes 1 | Banka Credins (Albania) | Signed |  |  |  |  | Yes | IFC extended a €10 million in financing to Albania's Credins Bank to support renewable energy and energy efficiency projects. The financing includes up to €1 million from the IFC Canada Climate Change Program. | http://www.albeiti.org/regjistri-i-koncensioneve-hidroenergjitike/ http://ifcext.ifc.org/ifcext/spiwebsite1.nsf/ProjectDisplay/SII32190; E-mail from Credins Bank dated 9.6.2015; http://www.ere.gov.al/doc/Annual_Report__2015.pdf
AL | Albania | Kozel and Helmes concession / Kozel |  | Osum | Korce | Greenfield |  |  |  |  | 0.5 | 0 |  | ETHH shpk | not identified |  |  | private | see Helmes 1 | 2011 | see Helmes cascade / Helmes 1 |  |  | operational<5 | 2014 | [15 empty] | Not identified | Operating date deduced from ERE reports | http://www.ere.gov.al/doc/Annual_Report_2014.pdf
AL | Albania | Ostren i Vogel (also Ostreni) | Tucepit | Drin-Bune | Ostren; Bulqize | Greenfield |  |  |  |  | 0.32 | 0 |  | Lu & Co Eco Energy shpk | not identified |  |  | private | 1 | 2011 | 35 |  | CHENG HSIUNG (China) | operational<5 | 2014 | [15 empty] | Not identified | On 16.09.2010 Cheng Hsiung signed contract on Ostreni I Vogel HPP 1x320KW. Date of operation deduced from ERE reports | http://www.chenghsiung.com/gsxw.htm, http://www.albeiti.org/regjistri-i-koncensioneve-hidroenergjitike/, http://www.ere.gov.al/doc/Annual_Report_2014.pdf
AL | Albania | Cascade Qafe Shuli / Qafe Shuli 1 | Sheja e Librazhd |  | Librazhd | Greenfield |  |  |  |  | 0 | 3.5 |  | Hoxha-L Energy shpk | not identified |  |  | private | 3 | 2011 | 35 |  |  | under construction | N/A | [15 empty] | Not identified | On 26 July 2014 the Ministry of Energy and Industry initiated proceeding in cancellation of 14 concessionary contracts for the construction of 30 HPPs approved by Berisha's administration, including the Qafeshuli 1,2,3,4 HPP. However they still appear in the 2016 EITI concessions list and a 2015 article suggests that 1-3 are under construction. | http://gazeta-shqip.com/lajme/2014/07/26/anulohen-kontratat-e-koncesioneve-per-30-hec-e/, http://www.albeiti.org/regjistri-i-koncensioneve-hidroenergjitike/, http://investigim.al/en/45-hidrocentralet-qe-rrezikojne-parkun-kombetar-te-librazhdit/
AL | Albania | Cascade Qafe Shuli / Qafe Shuli 2 | Sheja e Librazhd |  | Librazhd | Greenfield |  |  |  |  | 0 | 0.8 |  | Hoxha-L Energy shpk | not identified |  |  | private | 3 | 2011 | 35 |  |  | under construction | N/A | [15 empty] | Not identified | On 26 July 2014 the Ministry of Energy and Industry initiated proceeding in cancellation of 14 concessionary contracts for the construction of 30 HPPs approved by Berisha's administration, including the Qafeshuli 1,2,3,4 HPP. However they still appear in the 2016 EITI concessions list and a 2015 article suggests that 1-3 are under construction. | http://gazeta-shqip.com/lajme/2014/07/26/anulohen-kontratat-e-koncesioneve-per-30-hec-e/, http://www.albeiti.org/regjistri-i-koncensioneve-hidroenergjitike/, http://investigim.al/en/45-hidrocentralet-qe-rrezikojne-parkun-kombetar-te-librazhdit/
AL | Albania | Cascade Qafe Shuli / Qafe Shuli 3 | Sheja e Librazhd |  | Librazhd | Greenfield |  |  |  |  | 0 | 0.82 |  | Hoxha-L Energy shpk | not identified |  |  | private | 3 | 2011 | 35 |  |  | under construction | N/A | [15 empty] | Not identified | On 26 July 2014 the Ministry of Energy and Industry initiated proceeding in cancellation of 14 concessionary contracts for the construction of 30 HPPs approved by Berisha's administration, including the Qafeshuli 1,2,3,4 HPP. However they still appear in the 2016 EITI concessions list and a 2015 article suggests that 1-3 are under construction. | http://gazeta-shqip.com/lajme/2014/07/26/anulohen-kontratat-e-koncesioneve-per-30-hec-e/, http://www.albeiti.org/regjistri-i-koncensioneve-hidroenergjitike/, http://investigim.al/en/45-hidrocentralet-qe-rrezikojne-parkun-kombetar-te-librazhdit/
AL | Albania | Cascade Qafe Shuli / Qafe Shuli 4 | Sheja e Librazhd |  | Librazhd | Greenfield |  |  |  |  | 0 | 0.4 |  | Hoxha-L Energy shpk | not identified |  |  | private | 3 | 2011 | 35 |  |  | concession awarded | N/A | [15 empty] | Not identified | On 26 July 2014 the Ministry of Energy and Industry initiated proceeding in cancellation of 14 concessionary contracts for the construction of 30 HPPs approved by Berisha's administration, including the Qafeshuli 1,2,3,4 HPP. However they still appear in the 2016 EITI concessions list and a 2015 article suggests that 1-3 are under construction. | http://gazeta-shqip.com/lajme/2014/07/26/anulohen-kontratat-e-koncesioneve-per-30-hec-e/, http://www.albeiti.org/regjistri-i-koncensioneve-hidroenergjitike/, http://investigim.al/en/45-hidrocentralet-qe-rrezikojne-parkun-kombetar-te-librazhdit/
AL | Albania | Bishnica cascade / Bishnica 1 |  |  | Pogradec | Greenfield |  |  |  |  | see Bishnica 2 | 0 |  | HEC Bishnica 1,2 shpk | not identified |  |  | private | 2 | 2008 | 35 |  |  | operational 5-10 | 2010 | [9 empty] | Raiffeisen Bank (Albania) | Invested | 0.7 |  |  |  | Yes | Long-term loan was received from Raiffeisen Bank in ALL and EUR Approval credit limit is: In ALL - 96,750,000 In EUR - 726,000 Estimated interest on long-term loans is Euribor 1Y + 6%, minimum 8% Tribor 1Y + 1.5% Funding purpose of the project Hec Bishnica 1,2 where: 726,000 Eur are provided in the form of LC for purchase Machinery Equipment and 96,750,000 ALL have been awarded for the construction of civil works. Maturity term is 5 (five) years until 15/07/2014. The loan repayment method will be executed with the principal of the principal, unchanged, 12 months of apology from the day of loan transfer. Another loan taken in 2014 from NBG but not clear what is the purpose. Not clear which bank was financing the construction of the plants. | http://www.qkb.gov.al/umbraco/Surface/SearchSurface/DownloadDocument?documentCode=5246B616-1D29-4EE8-BBB2-0CFDE089297E http://www.qkb.gov.al/umbraco/Surface/SearchSurface/DownloadDocument?documentCode=4E27B53E-5228-4BA9-BC50-B9B1CD6A16EA
AL | Albania | Leproit cascade / Shemri | Leproit | Drin-Bune | Shemri; Kukes | Greenfield |  |  |  |  | 1 | 0 |  | Erald Energjitik shpk | not identified |  |  | private | 2 | 2009 | 35 |  |  | operational<5 | 2016 | [15 empty] | Not identified | On November 11, 2011, the Ministry of Economy cancelled concession deal with Erald Energjitik for the construction and upgrade of hydro power plant as the concessionaire failed to meet the contractual obligations, however the concession still appears on the 2016 EITI list and the plant is operating (operating date deduced from ERE reports). Concession failure penalties: Penalty holder: concessionare for the construction of the HPPs Shemri and Mgulele; name blacked out in the document Total penalty amount: 2,312,374 Currency:LEK Reason:"pay obligation in the amount 2,312,374 LEK [12:05 Penalty% x 167 days (for the period 16/06/2011 till 31/12/201) x 69,026,908 ALL value from the investment)]" Penalty issued: December 2012 | http://renewables.seenews.com/news/albania-cancels-12-hydro-power-plant-concession-deals-209853, http://www.albeiti.org/regjistri-i-koncensioneve-hidroenergjitike/, http://www.ere.gov.al/doc/Raporti_Vjetor_2016.pdf
AL | Albania | Leproit cascade / Mgulle | Leproit | Drin-Bune | Mgulle; Kukes | Greenfield |  |  |  |  | 0.28 | 0 |  | Erald Energjitik shpk | not identified |  |  | private | see Shemri | 2009 | 35 |  |  | operational<5 | 2016 | [15 empty] | Not identified | On November 11, 2011, the Ministry of Economy cancelled concession deal with Erald Energjitik for the construction and upgrade of hydro power plant as the concessionaire failed to meet the contractual obligations, however the concession still appears on the 2016 EITI list and the plant is operating (operating date deduced from ERE reports). Concession failure penalties: Penalty holder: concessionare for the construction of the HPPs Shemri and Mgulele; name blacked out in the document Total penalty amount: 2,312,374 Currency:LEK Reason:"pay obligation in the amount 2,312,374 LEK [12:05 Penalty% x 167 days (for the period 16/06/2011 till 31/12/201) x 69,026,908 ALL value from the investment)]" Penalty issued: December 2012 | http://renewables.seenews.com/news/albania-cancels-12-hydro-power-plant-concession-deals-209853; http://www.klsh.org.al/web/pub/ministrin_e_ekonomis_441_1.pdf, http://www.albeiti.org/regjistri-i-koncensioneve-hidroenergjitike/, http://www.ere.gov.al/doc/Raporti_Vjetor_2016.pdf
AL | Albania | Orgjost |  | Drin-Bune | Orgjost; Kukes | Rehabilitation |  |  |  |  | 1.2 | 0 |  | Balkan Green Energy shpk | Essegei spa (owned by Alpiah srl holding company (Italy)) | Italy | 100% | private |  | 2002 | 30 |  |  | operational>10 | 1970 | [15 empty] | N/A |  | http://www.ere.gov.al/doc/Raporti_Vjetor_2016.pdf
AL | Albania | Lekbibaj | Curraj | Drin-Bune | Curraj; Tropoje | Rehabilitation |  |  |  |  | 1.4 | 0 |  | Balkan Green Energy shpk | Essegei spa (owned by Alpiah srl holding company (Italy)) | Italy | 100% | private |  | 2002 | 30 |  |  | operational>10 | 1979 | [15 empty] | N/A |  | http://www.ere.gov.al/doc/Raporti_Vjetor_2016.pdf
AL | Albania | Velcan | Velcanit | Shkumbin | Korce (also Korca) | Rehabilitation |  |  |  |  | 1.2 | 0 |  | Balkan Green Energy shpk | Essegei spa (owned by Alpiah srl holding company (Italy)) | Italy | 100% | private |  | 2002 | 30 |  |  | operational>10 | 1980 | [15 empty] | N/A |  | http://www.ere.gov.al/doc/Raporti_Vjetor_2016.pdf
AL | Albania | Zerqan | Zalli Bulqizes | Drin-Bune | Zerqan; Bulqize | Rehabilitation |  |  |  |  | 0.625 | 0 |  | Balkan Green Energy shpk | Essegei spa (owned by Alpiah srl holding company (Italy)) | Italy | 100% | private |  | 2002 | 30 |  |  | operational>10 | 1976 | [15 empty] | N/A |  | http://www.ere.gov.al/doc/Raporti_Vjetor_2016.pdf
AL | Albania | Leshnice (also Leshnica) | Leshnice (also Leshnica) |  | Sarande (also Saranda) | Rehabilitation |  | Liqeni i Ulze nature reserve | National strict protected area | Inside | 0.375 | 0 |  | Balkan Green Energy shpk | Essegei spa (owned by Alpiah srl holding company (Italy)) | Italy | 100% | private |  | 2002 | 30 |  |  | operational>10 | 1973 | [15 empty] | N/A |  | http://www.ere.gov.al/doc/Raporti_Vjetor_2016.pdf
AL | Albania | Shoshan (Shoshaj) | Valbone | Drin-Bune | Shoshan; Tropoje | Rehabilitation |  |  | Other protected area | Inside | unclear | 0 |  | Balkan Green Energy shpk | Essegei spa (owned by Alpiah srl holding company (Italy)) | Italy | 100% | private |  | 2002 | 30 |  |  | operational>10 | 1973 | [15 empty] | N/A |  | http://www.ere.gov.al/doc/Raporti_Vjetor_2016.pdf
AL | Albania | Kerpice | Kerpice | Shkumbin | Gramsh | Rehabilitation |  |  |  |  | 0.42 | 0 |  | Balkan Green Energy shpk | Essegei spa (owned by Alpiah srl holding company (Italy)) | Italy | 100% | private |  | 2002 | 30 |  |  | operational>10 | 1969 | [15 empty] | N/A |  | http://www.ere.gov.al/doc/Raporti_Vjetor_2016.pdf
AL | Albania | Barmash | Barmash |  | Kolonje | Rehabilitation |  |  | Other protected area | Inside | 0.63 | 0 |  | Balkan Green Energy shpk | Essegei spa (owned by Alpiah srl holding company (Italy)) | Italy | 100% | private |  | 2002 | 30 |  |  | operational>10 | 1970 | [15 empty] | N/A |  | http://www.ere.gov.al/doc/Raporti_Vjetor_2016.pdf
AL | Albania | Homesh | Zogjajt | Drin-Bune | Homesh; Bulqize | Rehabilitation |  |  |  |  | 0.325 | 0 |  | Balkan Green Energy shpk | Essegei spa (owned by Alpiah srl holding company (Italy)) | Italy | 100% | private |  | 2002 | 30 |  |  | operational>10 | 1975 | [15 empty] | N/A |  | http://www.ere.gov.al/doc/Raporti_Vjetor_2016.pdf
AL | Albania | Muhur | Peshkut | Drin-Bune | Muhur; Diber | Rehabilitation |  |  |  |  | 0.25 | 0 |  | Balkan Green Energy shpk | Essegei spa (owned by Alpiah srl holding company (Italy)) | Italy | 100% | private |  | 2002 | 30 |  |  | operational>10 | 1985 | [15 empty] | N/A |  | http://www.ere.gov.al/doc/Raporti_Vjetor_2016.pdf
AL | Albania | Marjan |  |  | Korce (also Korca) | Rehabilitation |  |  |  |  | 0.2 | 0 |  | Balkan Green Energy shpk | Essegei spa (owned by Alpiah srl holding company (Italy)) | Italy | 100% | private |  | 2002 | 30 |  |  | operational>10 | 1972 | [15 empty] | N/A |  | http://www.ere.gov.al/doc/Raporti_Vjetor_2016.pdf
AL | Albania | Treska cascade / Treske 1 (also Treska) | Treske (also Treska) | Seman | Kolonje; Korce | Rehabilitation |  |  |  |  | 0.13 | 0 |  | Star NRG | not identified |  |  | private | 4 | 2012 |  |  |  | operational>10 | 1969 | [15 empty] | N/A | In 2013 it was not operating and ERE carried out an inspection. The concessionaire seems to have changed since then. | http://www.ere.gov.al/doc/Raporti_Vjetor_ERE_2015.pdf, http://www.ere.gov.al/doc/%281%29ere_annual_report_2011.pdf, http://www.ere.gov.al/doc/Annual_Report_2013.pdf, http://www.albeiti.org/regjistri-i-koncensioneve-hidroenergjitike/
AL | Albania | Treska cascade / Treske 2 (also Treska 2) | Treske (also Treska) | Seman | Kolonje; Korce | Rehabilitation |  |  |  |  | 0 | 0.62 |  | Hec Treska shpk | not identified |  |  | private | see Treske 1 | 2012 |  |  |  | unclear | 1976 | [15 empty] | N/A | Not shown in ERE reports as operating in recent years, status unclear. | http://www.ere.gov.al/doc/Raporti_Vjetor_2016.pdf, http://www.ere.gov.al/doc/annual_report_2009.pdf, http://www.albeiti.org/regjistri-i-koncensioneve-hidroenergjitike/
AL | Albania | Treska cascade / Treske 3 (also Treska 3) | Treske (also Treska) | Seman | Kolonje; Korce | Greenfield |  |  |  |  | 0 | 0.4 |  | Hec Treska shpk | not identified |  |  | private | see Treske 1 | 2012 |  |  |  | concession awarded | N/A | [15 empty] | None |  | http://www.albeiti.org/regjistri-i-koncensioneve-hidroenergjitike/
AL | Albania | Treska cascade / Treske 4 (also Treska 4) | Treske (also Treska) | Seman | Kolonje; Korce | Greenfield |  |  |  |  | 3.6 | 0 |  | Hec Treska shpk | not identified |  |  | private | see Treske 1 | 2002 |  |  |  | operational<5 | 2015 | [15 empty] | Not identified |  | http://www.ere.gov.al/doc/Raporti_Vjetor_ERE_2015.pdf, http://www.albeiti.org/regjistri-i-koncensioneve-hidroenergjitike/
AL | Albania | Cekrez cascade / Cekrez 1 (also Cekreze 1) | Terkuze | Ishem-Erzen | Tirana | Greenfield |  |  |  |  | 0.23 | 0 |  | Zall Herr Energji 2011 shpk | not identified |  |  | private | 2 | 2011 |  |  |  | operational<5 | 2014 | [15 empty] | Not identified | Date of starting operation approximate, based on absence in 2013 ERE report and presence in 2014 report. Only one plant referred to until 2016 report but capacity corresponds to both plants together. | http://www.ere.gov.al/mat.php?idr=184&idm=190&lang=1, http://www.ere.gov.al/doc/Annual_Report_2014.pdf
AL | Albania | Cekrez cascade / Cekrez 2 (also Cekreze 2) | Terkuze | Ishem-Erzen | Tirana | Greenfield |  |  |  |  | 0.43 | 0 |  | Zall Herr Energji 2011 shpk | not identified |  |  | private | see Cekreze 1 | 2011 |  |  |  | operational<5 | 2014 | [15 empty] | Not identified | Date of starting operation approximate, based on absence in 2013 ERE report and presence in 2014 report. Only one plant referred to until 2016 report but capacity corresponds to both plants together. | http://www.ere.gov.al/mat.php?idr=184&idm=190&lang=1, http://www.ere.gov.al/doc/Annual_Report_2014.pdf
AL | Albania | Kumbull Merkurth | Kumbulles | Mat | Kurbnesh; Lezhe | Greenfield |  |  | National strict protected area Emerald | Inside | 0.83 | 0 |  | DN & NAT Energji | not identified |  |  | private | [5 empty] | operational 5-10 | 2012 | [15 empty] | Not identified | The plant is located at an Emerald site within the extension of the Lure NP. No concession listed on EITI list. | http://www.ere.gov.al/doc/VENDIM_NR.90_2013.pdf, http://www.ere.gov.al/doc/Raporti_Vjetor_2016.pdf
AL | Albania | Qarr (Kaltanj) |  | Osum | Korce | Greenfield |  |  |  |  | 1 | 0 |  | Hidrocentrali Qarr & Kaltanj shpk | not identified |  |  | private | 2 | 2013 |  |  |  | operational<5 | 2014 | [15 empty] | Not identified | Between March 15-September 15, 2013 Favina represented by Viktor Qylafi was granted an environmental permit for the construction of a HPP in Korce. | http://www.albeiti.org/regjistri-i-koncensioneve-hidroenergjitike/, http://www.ere.gov.al/doc/Annual_Report_2014.pdf
AL | Albania | Kaltanj |  | Osum | Korce | Unclear |  |  |  |  | 0 | 0.5 |  | Hidrocentrali Qarr & Kaltanj shpk | not identified |  |  | private | [5 empty] | concession awarded | N/A | [15 empty] | Not identified | Between March 15-September 15, 2013 Favina represented by Viktor Qylafi was granted an environmental permit for the construction of a HPP in Korce. | http://www.albeiti.org/regjistri-i-koncensioneve-hidroenergjitike/
AL | Albania | Shutina (also Shutine) | Shutina | Mat | Gjegjan; Puke; Shkoder | Greenfield |  |  |  |  | 2.4 | 0 |  | Shutina Energji shpk | not identified |  |  | private | 1 | 2010 |  |  |  | operational<5 | 2015 | [15 empty] | Not identified | Report on archeological survey on Shutina and Bisak HPPs released on 09.10.2014. | http://www.imk.gov.al/wp-content/uploads/2014/12/Vendimi%2075.Dt.09.10.2014.pdf; http://www.imk.gov.al/wp-content/uploads/2014/12/Vendimi%2075.Dt.09.10.2014.pdf http://www.ere.gov.al/doc/Raporti_Vjetor_ERE_2015.pdf, http://www.albeiti.org/regjistri-i-koncensioneve-hidroenergjitike/
AL | Albania | Gomsiqe cascade / HPP 1 | Gomsiqe | Drin-Bune | Puke | Greenfield |  |  |  |  | 0 | 13.3 |  | Roen Shpk | ANA Energy? | Italy |  | private | 1 | 2009 |  |  |  | potential | N/A | [15 empty] | None | Concession possibly cancelled. Between March 15-September 15, 2013 Hec Gomsiqe represented by Reoland Jegeni was rejected an environmental permit for the construction of Gomsique HPP in Shkoder. | http://www.roen-al.com/hec-gomsiqe.html; http://telegraf.al/aktualitet/ministri-gjiknuri-pazare-me-25-koncensione-ne-zyre-firmos-bllokime-ne-terren-lejon-punime, http://www.albeiti.org/regjistri-i-koncensioneve-hidroenergjitike/
AL | Albania | Gomsiqe cascade / HPP 2 | Gomsiqe | Drin-Bune | Puke | Greenfield |  |  |  |  | 0 | 8.25 |  | Roen Shpk | ANA Energy? | Italy |  | private | 4 | 2009 |  |  |  | potential | N/A | [15 empty] | None | Concession possibly cancelled. | http://www.roen-al.com/hec-gomsiqe.html; http://telegraf.al/aktualitet/ministri-gjiknuri-pazare-me-25-koncensione-ne-zyre-firmos-bllokime-ne-terren-lejon-punime, http://www.albeiti.org/regjistri-i-koncensioneve-hidroenergjitike/
AL | Albania | Gomsiqe cascade / HPP 3 | Gomsiqe | Drin-Bune | Puke | Greenfield |  |  | Other protected area | Inside | 0 | See Gomsiqe 2 |  | Roen Shpk | ANA Energy? | Italy |  | private | see Gomsiqe 2 | 2009 |  |  |  | concession awarded | N/A | [15 empty] | Not identified |  | http://www.roen-al.com/hec-gomsiqe.html, http://www.albeiti.org/regjistri-i-koncensioneve-hidroenergjitike/
AL | Albania | Gomsiqe cascade / HPP 4 | Gomsiqe | Drin-Bune | Puke | Greenfield |  |  |  |  | 0 | See Gomsiqe 2 |  | Roen Shpk | ANA Energy? | Italy |  | private | see Gomsiqe 1 | 2009 |  |  |  | concession awarded | N/A | [15 empty] | Not identified |  | http://www.roen-al.com/hec-gomsiqe.html, http://www.albeiti.org/regjistri-i-koncensioneve-hidroenergjitike/
AL | Albania | Gomsiqe cascade / HPP 5 | Gomsiqe | Drin-Bune | Puke | Greenfield |  |  | Other protected area | Inside | 0 | See Gomsiqe 2 |  | Roen Shpk | ANA Energy? | Italy |  | private | see Gomsiqe 1 | 2009 |  |  |  | concession awarded | N/A | [15 empty] | Not identified |  | http://www.roen-al.com/hec-gomsiqe.html, http://www.albeiti.org/regjistri-i-koncensioneve-hidroenergjitike/
AL | Albania | Curraj cascade / Curraj 1 (also Curraj i Eperm 1) | Paja River and water catchment +970m | Drin-Bune | Tropoje | Greenfield |  | Curraj; Nikaj-Mertur Regional Nature Park | Other protected area (protected landscape or nature monument) | Inside | 0 | 10.5 |  | Telemenia Alb sh.a | Telemenia Ltd. is part of F.K Generators and Equipment Group | Israel |  | private | 11 | 2011 |  |  |  | unclear | N/A | [15 empty] | None | A lot of differing information, cascade up to 105 MW planned but number of HPs is unknown; licence for 10 plants is from 2011. Dekliada Alb Institute: overall cascade capacity MW 97.57. Nothing happening with the project according to WBIF consortium in 2017 | http://www.telemenia.com/projects/105mw-curraj-river,-albania; http://www.dekliada-alb.al/en/curraj-cascade-hppp, http://www.albeiti.org/regjistri-i-koncensioneve-hidroenergjitike/, https://www.wbif.eu/content/stream//Sites/website/library/WBEC-REG-ENE-01-BR-8-MCAFEA-05.12.pdf
AL | Albania | Curraj cascade / Curraj 2 | Paja River and water catchment +750m | Drin-Bune | Tropoje | Greenfield |  | Curraj; Nikaj-Mertur Regional Nature Park | Other protected area (protected landscape or nature monument) | Inside | 0 | 13 |  | Telemenia Alb sh.a | Telemenia Ltd. is part of F.K Generators and Equipment Group | Israel |  | private | see Curraj 1 | 2011 |  |  |  | unclear | N/A | [15 empty] | None | A lot of differing information, cascade up to 105 MW planned but number of HPs is unknown; licence for 10 plants is from 2011. Dekliada Alb Institute: overall cascade capacity MW 97.57. Nothing happening with the project according to WBIF consortium in 2017 | http://www.telemenia.com/projects/105mw-curraj-river,-albania; http://www.dekliada-alb.al/en/curraj-cascade-hppp, http://www.albeiti.org/regjistri-i-koncensioneve-hidroenergjitike/, https://www.wbif.eu/content/stream//Sites/website/library/WBEC-REG-ENE-01-BR-8-MCAFEA-05.12.pdf
AL | Albania | Curraj cascade / Curraj 3 | Kuqi River and water catchment + 1270 in 2 branches | Drin-Bune | Tropoje | Greenfield |  |  |  |  | 0 | 17.4 |  | Telemenia Alb sh.a | Telemenia Ltd. is part of F.K Generators and Equipment Group | Israel |  | private | see Curraj 1 | 2011 |  |  |  | unclear | N/A | [15 empty] | None | A lot of differing information, cascade up to 105 MW planned but number of HPs is unknown; licence for 10 plants is from 2011. Dekliada Alb Institute: overall cascade capacity MW 97.57. Nothing happening with the project according to WBIF consortium in 2017 | http://www.telemenia.com/projects/105mw-curraj-river,-albania; http://www.dekliada-alb.al/en/curraj-cascade-hppp, http://www.albeiti.org/regjistri-i-koncensioneve-hidroenergjitike/, https://www.wbif.eu/content/stream//Sites/website/library/WBEC-REG-ENE-01-BR-8-MCAFEA-05.12.pdf
AL | Albania | Curraj cascade / Curraj 4 | Paja River, Kuqi River and water catchment +552/551m | Drin-Bune | Tropoje | Greenfield |  | Curraj; Nikaj-Mertur Regional Nature Park | Other protected area (protected landscape or nature monument) | Inside | 0 | 32 |  | Telemenia Alb sh.a | Telemenia Ltd. is part of F.K Generators and Equipment Group | Israel |  | private | see Curraj 1 | 2011 |  |  |  | unclear | N/A | [15 empty] | None | A lot of differing information, cascade up to 105 MW planned but number of HPs is unknown; licence for 10 plants is from 2011. Dekliada Alb Institute: overall cascade capacity MW 97.57. Nothing happening with the project according to WBIF consortium in 2017 | http://www.telemenia.com/projects/105mw-curraj-river,-albania; http://www.dekliada-alb.al/en/curraj-cascade-hppp, http://www.albeiti.org/regjistri-i-koncensioneve-hidroenergjitike/, https://www.wbif.eu/content/stream//Sites/website/library/WBEC-REG-ENE-01-BR-8-MCAFEA-05.12.pdf
AL | Albania | Curraj cascade / Curraj 5 (also Peraj) | Nikaj River and water catchment +860m | Drin-Bune | Tropoje | Greenfield |  |  |  |  | 0 | 7 |  | Telemenia Alb sh.a | Telemenia Ltd. is part of F.K Generators and Equipment Group | Israel |  | private | see Curraj 1 | 2011 |  |  |  | unclear | N/A | [15 empty] | None | A lot of differing information, cascade up to 105 MW planned but number of HPs is unknown; licence for 10 plants is from 2011. Dekliada Alb Institute: overall cascade capacity MW 97.57. Nothing happening with the project according to WBIF consortium in 2017 | http://www.telemenia.com/projects/105mw-curraj-river,-albania; http://www.dekliada-alb.al/en/curraj-cascade-hppp, http://www.albeiti.org/regjistri-i-koncensioneve-hidroenergjitike/, https://www.wbif.eu/content/stream//Sites/website/library/WBEC-REG-ENE-01-BR-8-MCAFEA-05.12.pdf
AL | Albania | Curraj cascade / HPP 6 (also Gjonpepaj) | Creeks of Stakajt, I Bardhe and water catchment +545m | Drin-Bune | Tropoje | Greenfield |  | Curraj; Nikaj-Mertur Regional Nature Park | Other protected area (protected landscape or nature monument) | Inside | 0 | 9 |  | Telemenia Alb sh.a | Telemenia Ltd. is part of F.K Generators and Equipment Group | Israel |  | private | see Curraj 1 | 2011 |  |  |  | unclear | N/A | [15 empty] | None | A lot of differing information, cascade up to 105 MW planned but number of HPs is unknown; licence for 10 plants is from 2011. Dekliada Alb Institute: overall cascade capacity MW 97.57. Nothing happening with the project according to WBIF consortium in 2017 | http://www.telemenia.com/projects/105mw-curraj-river,-albania; http://www.dekliada-alb.al/en/curraj-cascade-hppp, http://www.albeiti.org/regjistri-i-koncensioneve-hidroenergjitike/, https://www.wbif.eu/content/stream//Sites/website/library/WBEC-REG-ENE-01-BR-8-MCAFEA-05.12.pdf
AL | Albania | Curraj cascade / HPP 7 (Lekbibaj) | Curraj | Drin-Bune | Tropoje | Greenfield |  |  |  |  | 0 | 2 |  | Telemenia Alb sh.a | Telemenia Ltd. is part of F.K Generators and Equipment Group | Israel |  | private | see Curraj 1 | 2011 |  |  |  | unclear | N/A | [15 empty] | None | A lot of differing information, cascade up to 105 MW planned but number of HPs is unknown; licence for 10 plants is from 2011. Dekliada Alb Institute: overall cascade capacity MW 97.57. Nothing happening with the project according to WBIF consortium in 2017 | http://www.telemenia.com/projects/105mw-curraj-river,-albania; http://www.dekliada-alb.al/en/curraj-cascade-hppp, http://www.albeiti.org/regjistri-i-koncensioneve-hidroenergjitike/, https://www.wbif.eu/content/stream//Sites/website/library/WBEC-REG-ENE-01-BR-8-MCAFEA-05.12.pdf
AL | Albania | Curraj cascade / HPP 8 (Livadhet e Medha) | Curraj | Drin-Bune | Tropoje | Greenfield |  |  |  |  | 0 | 1.28 |  | Telemenia Alb sh.a | Telemenia Ltd. is part of F.K Generators and Equipment Group | Israel |  | private | see Curraj 1 | 2011 |  |  |  | unclear | N/A | [15 empty] | None | A lot of differing information, cascade up to 105 MW planned but number of HPs is unknown; licence for 10 plants is from 2011. Dekliada Alb Institute: overall cascade capacity MW 97.57. Nothing happening with the project according to WBIF consortium in 2017 | http://www.telemenia.com/projects/105mw-curraj-river,-albania; http://www.dekliada-alb.al/en/curraj-cascade-hppp, http://www.albeiti.org/regjistri-i-koncensioneve-hidroenergjitike/, https://www.wbif.eu/content/stream//Sites/website/library/WBEC-REG-ENE-01-BR-8-MCAFEA-05.12.pdf
AL | Albania | Curraj cascade / HPP 9 (Vrana e Madhe) | Curraj | Drin-Bune | Tropoje | Greenfield |  |  |  |  | 0 | 2.2 |  | Telemenia Alb sh.a | Telemenia Ltd. is part of F.K Generators and Equipment Group | Israel |  | private | see Curraj 1 | 2011 |  |  |  | unclear | N/A | [15 empty] | None | A lot of differing information, cascade up to 105 MW planned but number of HPs is unknown; licence for 10 plants is from 2011. Dekliada Alb Institute: overall cascade capacity MW 97.57. Nothing happening with the project according to WBIF consortium in 2017 | http://www.telemenia.com/projects/105mw-curraj-river,-albania; http://www.dekliada-alb.al/en/curraj-cascade-hppp, http://www.albeiti.org/regjistri-i-koncensioneve-hidroenergjitike/, https://www.wbif.eu/content/stream//Sites/website/library/WBEC-REG-ENE-01-BR-8-MCAFEA-05.12.pdf
AL | Albania | Curraj cascade / HPP 10 (Qerec Mulaj) | Curraj | Drin-Bune | Tropoje | Greenfield |  |  |  |  | 0 | 0.6 |  | Telemenia Alb sh.a | Telemenia Ltd. is part of F.K Generators and Equipment Group | Israel |  | private | see Curraj 1 | 2011 |  |  |  | unclear | N/A | [15 empty] | None | A lot of differing information, cascade up to 105 MW planned but number of HPs is unknown; licence for 10 plants is from 2011. Dekliada Alb Institute: overall cascade capacity MW 97.57. Nothing happening with the project according to WBIF consortium in 2017 | http://www.telemenia.com/projects/105mw-curraj-river,-albania; http://www.dekliada-alb.al/en/curraj-cascade-hppp, http://www.albeiti.org/regjistri-i-koncensioneve-hidroenergjitike/, https://www.wbif.eu/content/stream//Sites/website/library/WBEC-REG-ENE-01-BR-8-MCAFEA-05.12.pdf
AL | Albania | Curraj cascade / HPP 11(Marash) | Curraj | Drin-Bune | Tropoje | Greenfield |  |  |  |  | 0 | 2.58 |  | Telemenia Alb sh.a | Telemenia Ltd. is part of F.K Generators and Equipment Group | Israel |  | private | see Curraj 1 | 2011 |  |  |  | unclear | N/A | [15 empty] | None | A lot of differing information, cascade up to 105 MW planned but number of HPs is unknown; licence for 10 plants is from 2011. Dekliada Alb Institute: overall cascade capacity MW 97.57. Nothing happening with the project according to WBIF consortium in 2017 | http://www.telemenia.com/projects/105mw-curraj-river,-albania; http://www.dekliada-alb.al/en/curraj-cascade-hppp, http://www.albeiti.org/regjistri-i-koncensioneve-hidroenergjitike/, https://www.wbif.eu/content/stream//Sites/website/library/WBEC-REG-ENE-01-BR-8-MCAFEA-05.12.pdf
AL | Albania | Tervolli (also Tervolit, Tervioli or Tervol Pishaj) | Holte | Shkumbin | Pishaj; Gramsh | Greenfield |  |  |  |  | 12 | 0 |  | Hec-i Tervolit shpk | not identified |  |  | private |  |  | 30 |  | Zhejiang Jinlun E&M Co LTD (China) | operational 5-10 | 2010 | [15 empty] | Not identified | Between March 15-September 15, 2013 HEC Tervolli represented by Feti Mehmeti was granted an environmental permit for the construction of a HPP in Porcelan, Elbasan. Likely received a loan from Raiffeisen Bank and/or Societe Generale Albania Bank. Total project costs: EUR 8 million | http://silvastudio.info/index.php?route=product/category&path=17_81; http://www.hecitervolit.com/en/partners, http://www.albeiti.org/regjistri-i-koncensioneve-hidroenergjitike/, http://www.ere.gov.al/doc/Annual_Report_2010_ENG.pdf
AL | Albania | Corovode |  | Osum | Skrapar | Rehabilitation |  |  | Other protected area | Inside | 0.2 | 0 |  | Emikel shpk | not identified |  |  | private | [5 empty] | operational>10 | 1971 | [15 empty] | N/A | Concession transferred from Emikel 2003 to Emikel in 2007. | https://www.google.cz/url?sa=t&rct=j&q=&esrc=s&source=web&cd=4&ved=0ahUKEwj0pI38p83YAhUHEuwKHWiJAS0QFghBMAM&url=http%3A%2F%2Fwww.ere.gov.al%2Fdownload.php%3Fid%3D19&usg=AOvVaw2xuawYWlarbW37V4vkFb-F http://www.ere.gov.al/doc/rap_dudaj_en_2008.pdf, http://www.ere.gov.al/doc/Annual_Report_2013.pdf, http://www.ere.gov.al/doc/rap_vjet_2009_derguar_ne_kuvend.pdf
AL | Albania | Gjerbes |  |  | Berat | Greenfield |  |  |  |  | 0 | unclear |  | Ujaniku Energy | not identified |  |  | private | [5 empty] | potential | N/A | [15 empty] | None | Between March 15-September 15, 2013 UP Ujaniku Energy represented by Bujar Ceta was rejected an environmental permit for the construction of Gjerbes HPP in Berat. | http://www.akm.gov.al/assets/vendimet-e-komisioneve-p%C3%ABr-leje-mjedisore-p%C3%ABr-periudh%C3%ABn-15-mars-2013---15-dhjetor-2016.pdf
AL | Albania | Ujaniku 2 |  |  | Berat | Greenfield |  |  |  |  | 0 | 1.9 |  | Ujaniku Energy | not identified |  |  | private |  | 2011 |  |  |  | concession awarded | N/A | [15 empty] | Not identified | Between March 15-September 15, 2013 UP Ujaniku Energy represented by Bujar Ceta was granted an environmental permit for the construction of Ujaniku HPP in Berat. | http://www.akm.gov.al/assets/vendimet-e-komisioneve-p%C3%ABr-leje-mjedisore-p%C3%ABr-periudh%C3%ABn-15-mars-2013---15-dhjetor-2016.pdf, http://www.albeiti.org/regjistri-i-koncensioneve-hidroenergjitike/
AL | Albania | Seta cascade / Seta 1 (also Sete) | Sete |  | Peshkopi | Greenfield |  |  |  |  | 0 | 3.2 |  | Hydro Seta shpk | not identified |  |  | private | not specified | 2013 |  |  |  | concession awarded | N/A | [15 empty] | Not identified | Report on archaeological survey for Seta 1-4 and Peshkopi promoted by Hydro Seta shpk released on 17.11.2014 Between March 15-September 15, 2013 Hydro Seta represented by Pellumb Beta was granted an environmental permit for the construction of a HPP in Diber. | http://www.asha.gov.al/wp-content/uploads/2014/06/82.Vendim-355-dt.-17.11.2014.pdf, http://www.albeiti.org/regjistri-i-koncensioneve-hidroenergjitike/, http://www.akm.gov.al/assets/vendimet-e-komisioneve-p%C3%ABr-leje-mjedisore-p%C3%ABr-periudh%C3%ABn-15-mars-2013---15-dhjetor-2016.pdf
AL | Albania | Seta cascade / Seta 2 (also Sete) | Sete |  | Peshkopi | Greenfield |  |  |  |  | 0 | 5.2 |  | Hydro Seta shpk | not identified |  |  | private | see Seta 1 | 2013 |  |  |  | concession awarded | N/A | [15 empty] | Not identified | Report on archeological survey for Seta 1-4 and Peshkopi promoted by Hydro Seta shpk released on 17.11.2014 Between March 15-September 15, 2013 Hydro Seta represented by Pellumb Beta was granted an environmental permit for the construction of a HPP in Diber. | http://www.asha.gov.al/wp-content/uploads/2014/06/82.Vendim-355-dt.-17.11.2014.pdf, http://www.albeiti.org/regjistri-i-koncensioneve-hidroenergjitike/, http://www.akm.gov.al/assets/vendimet-e-komisioneve-p%C3%ABr-leje-mjedisore-p%C3%ABr-periudh%C3%ABn-15-mars-2013---15-dhjetor-2016.pdf
AL | Albania | Seta cascade / Seta 3 (also Sete) | Sete |  | Peshkopi | Greenfield |  |  |  |  | 0 | 3.2 |  | Hydro Seta shpk | not identified |  |  | private | see Seta 1 | 2013 |  |  |  | concession awarded | N/A | [15 empty] | Not identified | Report on archeological survey for Seta 1-4 and Peshkopi promoted by Hydro Seta shpk released on 17.11.2014 Between March 15-September 15, 2013 Hydro Seta represented by Pellumb Beta was granted an environmental permit for the construction of a HPP in Diber. | http://www.asha.gov.al/wp-content/uploads/2014/06/82.Vendim-355-dt.-17.11.2014.pdf, http://www.albeiti.org/regjistri-i-koncensioneve-hidroenergjitike/, http://www.akm.gov.al/assets/vendimet-e-komisioneve-p%C3%ABr-leje-mjedisore-p%C3%ABr-periudh%C3%ABn-15-mars-2013---15-dhjetor-2016.pdf
AL | Albania | Seta cascade / Seta 4 (also Sete) | Sete |  | Peshkopi | Greenfield |  |  |  |  | 0 | 1.8 |  | Hydro Seta shpk | not identified |  |  | private | see Seta 1 | 2013 |  |  |  | under construction | N/A | [15 empty] | Not identified | Report on archeological survey for Seta 1-4 and Peshkopi promoted by Hydro Seta shpk released on 17.11.2014 Between March 15-September 15, 2013 Hydro Seta represented by Pellumb Beta was granted an environmental permit for the construction of a HPP in Diber. Building work seems to be underway as of 2017 and locals are opposing, stating damage to a protected natural monument http://rrugaearberit.com/2017/07/31/te-nderpriten-punimet-ne-hec-seta-4/ | http://www.asha.gov.al/wp-content/uploads/2014/06/82.Vendim-355-dt.-17.11.2014.pdf, http://www.albeiti.org/regjistri-i-koncensioneve-hidroenergjitike/, http://www.akm.gov.al/assets/vendimet-e-komisioneve-p%C3%ABr-leje-mjedisore-p%C3%ABr-periudh%C3%ABn-15-mars-2013---15-dhjetor-2016.pdf
AL | Albania | Osumi cascade (also Osum) - Polican | Osumi (also Osum) | Osum | Berat | Greenfield |  |  |  |  | 0 | 152 |  | Constructora Quebec Ltda; Orteng Equipamentos e Sistemas LTDA; Genosumi Ltd; Pellumb Cela Shpk | not identified |  |  | private | 8 | 2013 |  |  |  | concession awarded | N/A |  |  | 230 | [12 empty] | None | Consortium: Genosumi LTD; Constructora Quebec LTDA; Orteng Equipamentos E Sistemas LTD; Pëllumb Çela shpk won the tender. Project still at an early stage according to WBIF consortium. | http://www.kalo-attorneys.com/upload/documents/news_archive/Newsletter%20winter%202013%20ok.pdf; https://www.wbif.eu/content/stream//Sites/website/library/WBEC-REG-ENE-01-BR-8-MCAFEA-05.12.pdf
AL | Albania | Osumi cascade (also Osum) - Lapanj | Osumi (also Osum) | Osum | Berat | Greenfield |  |  |  |  | 0 | See Polican |  | Constructora Quebec Ltda; Orteng Equipamentos e Sistemas LTDA; Genosumi Ltd; Pellumb Cela Shpk | not identified |  |  | private | 8 | 2013 |  |  |  | concession awarded | N/A |  |  | 230 | [12 empty] | None | Consortium: Genosumi LTD; Constructora Quebec LTDA; Orteng Equipamentos E Sistemas LTD; Pëllumb Çela shpk won the tender. Project still at an early stage according to WBIF consortium. | http://www.kalo-attorneys.com/upload/documents/news_archive/Newsletter%20winter%202013%20ok.pdf; https://www.wbif.eu/content/stream//Sites/website/library/WBEC-REG-ENE-01-BR-8-MCAFEA-05.12.pdf
AL | Albania | Osumi cascade (also Osum) - Peshtan | Osumi (also Osum) | Osum | Berat | Greenfield |  |  |  |  | 0 | See Polican |  | Constructora Quebec Ltda; Orteng Equipamentos e Sistemas LTDA; Genosumi Ltd; Pellumb Cela Shpk | not identified |  |  | private | 8 | 2013 |  |  |  | concession awarded | N/A |  |  | 230 | [12 empty] | None | Consortium: Genosumi LTD; Constructora Quebec LTDA; Orteng Equipamentos E Sistemas LTD; Pëllumb Çela shpk won the tender. Project still at an early stage according to WBIF consortium. | http://www.kalo-attorneys.com/upload/documents/news_archive/Newsletter%20winter%202013%20ok.pdf; https://www.wbif.eu/content/stream//Sites/website/library/WBEC-REG-ENE-01-BR-8-MCAFEA-05.12.pdf
AL | Albania | Osumi cascade (also Osum) - Radovice | Osumi (also Osum) | Osum | Berat | Greenfield |  |  |  |  | 0 | See Polican |  | Constructora Quebec Ltda; Orteng Equipamentos e Sistemas LTDA; Genosumi Ltd; Pellumb Cela Shpk | not identified |  |  | private | 8 | 2013 |  |  |  | concession awarded | N/A |  |  | 230 | [12 empty] | None | Consortium: Genosumi LTD; Constructora Quebec LTDA; Orteng Equipamentos E Sistemas LTD; Pëllumb Çela shpk won the tender. Project still at an early stage according to WBIF consortium. | http://www.kalo-attorneys.com/upload/documents/news_archive/Newsletter%20winter%202013%20ok.pdf; https://www.wbif.eu/content/stream//Sites/website/library/WBEC-REG-ENE-01-BR-8-MCAFEA-05.12.pdf
AL | Albania | Osumi cascade (also Osum) - Bogove | Osumi (also Osum) | Osum | Berat | Greenfield |  |  |  |  | 0 | See Polican |  | Constructora Quebec Ltda; Orteng Equipamentos e Sistemas LTDA; Genosumi Ltd; Pellumb Cela Shpk | not identified |  |  | private | 8 | 2013 |  |  |  | concession awarded | N/A |  |  | 230 | [12 empty] | None | Consortium: Genosumi LTD; Constructora Quebec LTDA; Orteng Equipamentos E Sistemas LTD; Pëllumb Çela shpk won the tender. Project still at an early stage according to WBIF consortium. | http://www.kalo-attorneys.com/upload/documents/news_archive/Newsletter%20winter%202013%20ok.pdf; https://www.wbif.eu/content/stream//Sites/website/library/WBEC-REG-ENE-01-BR-8-MCAFEA-05.12.pdf
AL | Albania | Osumi cascade (also Osum) - Nikollare | Osumi (also Osum) | Osum | Berat | Greenfield |  |  |  |  | 0 | See Polican |  | Constructora Quebec Ltda; Orteng Equipamentos e Sistemas LTDA; Genosumi Ltd; Pellumb Cela Shpk | not identified |  |  | private | 8 | 2013 |  |  |  | concession awarded | N/A |  |  | 230 | [12 empty] | None | Consortium: Genosumi LTD; Constructora Quebec LTDA; Orteng Equipamentos E Sistemas LTD; Pëllumb Çela shpk won the tender. Project still at an early stage according to WBIF consortium. | http://www.kalo-attorneys.com/upload/documents/news_archive/Newsletter%20winter%202013%20ok.pdf; https://www.wbif.eu/content/stream//Sites/website/library/WBEC-REG-ENE-01-BR-8-MCAFEA-05.12.pdf
AL | Albania | Merko |  |  |  | Unclear | [7 empty] | not identified | not identified | [8 empty] | unclear | [16 empty] | N/A | On 11.12.2013, Wonder sha filed a complaint with the Public Procurement Agency against the public tender procedures on the Merko HPP concession. Interested parties: Erdo Construction shpk and RS&M shpk. | http://www.kpp.gov.al/ppadv/Shtator_2013.aspx
AL | Albania | Bradazhnice |  |  |  | Existing | [7 empty] | not identified | not identified | [8 empty] | operational>10 | 1975 | [15 empty] | N/A |  | https://www.wbif.eu/content/stream//Sites/website/library/WBEC-REG-ENE-01-BR-1-Role-of-hydropower-04.12b.pdf
AL | Albania | Queparo |  |  |  | Existing | [7 empty] | not identified | not identified | [8 empty] | operational>10 | 1960 | [15 empty] | N/A |  | https://www.wbif.eu/content/stream//Sites/website/library/WBEC-REG-ENE-01-BR-1-Role-of-hydropower-04.12b.pdf
AL | Albania | Cermenica cascade / Cemernica 1 | Cemeric | Devoll | Korce | Greenfield |  |  |  |  | 0 | 0.88 |  | Rej Energji shpk | not identified |  |  | private | 3 | 2009 |  |  |  | concession awarded | N/A | [15 empty] | None |  | http://www.albeiti.org/regjistri-i-koncensioneve-hidroenergjitike/
AL | Albania | Cermenica cascade / Cermenica 2 | Cemeric | Devoll | Korce | Greenfield |  |  |  |  | 0 | 0.9 |  | Rej Energji shpk | not identified |  |  | private | see Cemernica 1 | 2009 |  |  |  | concession awarded | N/A | [15 empty] | None |  | http://www.albeiti.org/regjistri-i-koncensioneve-hidroenergjitike/
AL | Albania | Cermenica cascade / Cermenica 3 | Cemeric | Devoll | Korce | Greenfield |  |  |  |  | 0 | 2.1 |  | Rej Energji shpk | not identified |  |  | private | see Cemernica 1 | 2009 |  |  |  | concession awarded | N/A | [15 empty] | None |  | http://www.albeiti.org/regjistri-i-koncensioneve-hidroenergjitike/
AL | Albania | Verbe-Selce cascade / Verbe-Selce 2 (also Selce or Selca) | Verbe | Shkumbin | Korce | Greenfield |  |  |  |  | 2.9 | 0 |  | Hydro Power Plant of Korca shkp | Fidia Ambiente (Italy); EdilEurope srl (Italy); Xhemi shpk (Albania) | Italy | EdilEurope srl (Italy) is part of ADRE Group (Italy). Fidia Ambient (Italy) is a subsidiary of Fidia Finanziaria (Italy). | private | 1 | 2007 | 30 |  |  | operational<5 | 2014 |  |  |  |  | AL-MDB | European Bank for Reconstruction and Development (EBRD) | Signed | credit | see Verbe-Selce cascade / Verbe-Selce 1 | [6 empty] | Yes | The EBRD financing is extended under the Bank’s Western Balkans Sustainable Energy Direct Financing Facility (WeBSEDFF). WeBSEDFF is part of the EBRD’s Sustainable Energy Initiative (SEI) addressing the challenges of climate change and energy efficiency. Adre Group: Verbe-Selce 2 has capacity of 3 MW WB dated October 2012 notes that AGNA Group (100% / Albania) is a project sponsor. EBRD Incentive Payments (capped) Verbe Selce 1+2:0,52 Operation date deduced from ERE reports. | http://www.ebrd.com/cs/Satellite?c=Content&cid=1395236554032&d=Mobile&pagename=EBRD-RU%2FContent%2FContentLayout; http://www.fidiafin.com/en/Investments/Portfolio.aspx#Hydro_Power; http://ppi-re.worldbank.org/data/project/fidia-verbe-selce-1-2-shpp-7378; http://en.adrehydropower.com/project-realized/albania-2/; http://www.websedff.com/fileadmin/documents/FICHT-10378368-v1-ALB_Selca_Case_Study.pptx, http://www.ere.gov.al/doc/Annual_Report_2014.pdf
AL | Albania | Selce | Cemit | Drin-Bune | Malla | Rehabilitation |  |  | National strict protected area Emerald | Inside | 1.6 | 0 |  | Selca Energji shpk | not identified |  |  |  |  | 2010 |  |  |  | operational>10 | 1968 | [15 empty] | Not identified | The plant is located inside an Emerald site within the extension of the Albanian Alps NP. Not 100% sure it is the same as the pre-existing Selce plant as the concessionaire changed. On 24.08. 2011 ERE approved assets transfer to "Selca Energy" shpk accepting the pledge as collateral Hec - Selca Credins Bank. | http://80.78.70.231/pls/kuv/f?p=201:Vendim%20i%20ERE:114:07.10.2013, https://webcache.googleusercontent.com/search?q=cache:wYLL7NhMay0J:www.ikub.al/LIGJE/1111240078/Article-PeR-TRANSFERIMIN-E-ASETIT-Te-SELCA-ENERGY-PeRKATeSISHT-HEC-SELCA-LeNIE-PENG-Te-ASETIT-SI-KOLATERAL-PRANe-BANKeS-CREDINS-.aspx+&cd=8&hl=en&ct=clnk&gl=cz; http://ere.gov.al/doc/VENDIM_NR.79_2011.pdf, http://www.albeiti.org/regjistri-i-koncensioneve-hidroenergjitike/ http://area-al.org/profile/12/, http://www.ere.gov.al/doc/Raporti_Vjetor_2016.pdf, http://www.ere.gov.al/doc/Annual_Report__2015.pdf, http://www.albeiti.org/regjistri-i-koncensioneve-hidroenergjitike/, http://www.ere.gov.al/doc/rap_vjet_2009_derguar_ne_kuvend.pdf
AL | Albania | Selce 2 (also Selces or Selca) | Sllapit | Drin-Bune | Kelmend; Shkoder | Greenfield |  |  |  |  | 0 | 2.1 |  | Energjia Valamara | not identified |  |  | private |  | 2015 |  |  |  | concession awarded | N/A | [15 empty] | Not identified |  | http://www.albeiti.org/regjistri-i-koncensioneve-hidroenergjitike/
AL | Albania | Carshove (also Carshova) |  |  | Permet | Rehabilitation |  |  | National park | Inside | 1.5 | 0 |  | Erma M.P. shpk | not identified |  |  | private | 1 | 2008 |  |  |  | operational<5 | 2015 | [15 empty] | Not identified | Contradictory info in ERE report 2013 - on one hand says it was functioning before 2011, on the other, the project partners claimed during an inspection that it had never functioned. Not functioning in 2014 but started in 2015. However the 2009 ERE report says it was built in 1966 so it is classed as rehabilitation here. | http://www.ere.gov.al/doc/Raporti_Vjetor_2016.pdf, http://www.ere.gov.al/doc/Annual_Report_2014.pdf, http://www.albeiti.org/regjistri-i-koncensioneve-hidroenergjitike/, http://www.ere.gov.al/doc/Annual_Report_2013.pdf, http://www.ere.gov.al/doc/Annual_Report__2015.pdf, http://www.ere.gov.al/doc/rap_vjet_2009_derguar_ne_kuvend.pdf
AL | Albania | Labinot Mal-Elbasan (also Ansara) |  | Shkumbin | Elbasan | Greenfield |  |  |  |  | 0.25 | 0 |  | Ansara Koncension shpk | not identified |  |  | private | 1 | 2008 |  |  |  | operational<5 | 2015 | [15 empty] | Not identified | On 26 July 2014 the Ministry of Energy and Industry initiated proceeding in cancellation of 14 concessionary contracts for the construction of 30 HPPs approved by Berisha's administration, including the Labinot Mal HPP. Reason according to Rama: hydropower concession takes away water from the agricultural land. On November 11, 2011, the Ministry of Economy cancelled concession deal with Ansara koncension for the construction and upgrade of hydro power plant as the concessionaire failed to meet the contractual obligations. Date the HPP entered into operation unclear; operating in 2011 | http://renewables.seenews.com/news/albania-cancels-12-hydro-power-plant-concession-deals-209853; http://www.albeiti.org/regjistri-i-koncensioneve-hidroenergjitike/, http://gazeta-shqip.com/lajme/2014/07/26/anulohen-kontratat-e-koncesioneve-per-30-hec-e/, http://www.ere.gov.al/doc/Annual_Report__2015.pdf
AL | Albania | Labinot Fushe | Gurres | Shkumbin |  | Greenfield |  |  |  |  | 0 | 2.2 |  | HEC-i Labinot Fushe | not identified |  |  | private | 1 | 2009 |  |  |  | concession awarded | N/A | [15 empty] | None |  | http://www.albeiti.org/regjistri-i-koncensioneve-hidroenergjitike/
AL | Albania | Shpella cascade / Shpelle (also Shpella or Shpella Poshte) |  | Shkumbin | Shpellë; Mokrës; Pogradec | Rehabilitation |  |  |  |  | 0.4 | 0 |  | Sarolli shpk | not identified |  |  | private | [5 empty] | operational>10 | 1970 | [15 empty] | N/A |  | http://ere.gov.al/doc/raportivjetor2012.pdf; http://www.asha.gov.al/hec-shpella/, http://www.ere.gov.al/doc/Raporti_Vjetor_2016.pdf http://www.ere.gov.al/doc/rap_vjet_2009_derguar_ne_kuvend.pdf
AL | Albania | Holta cascade / Holta Kabash | Holta | Shkumbin | Gramshi | Greenfield |  |  |  |  | 0 | 3.5 |  | HEC-i Kabash Porocan | Fondi Erpa | Unclear | Paulin Rranzi, Pariel Invest, | private | 2 | 2008 |  |  |  | concession awarded | N/A | [15 empty] | Not identified | Erpa Investment FB: "ERPA Investment is an Italian-Canadian company" | http://erpainvestment.com/projecthppkabashprocan.php?lang=en; http://www.qkr.gov.al/kerko/kerko-ne-regjistrin-tregtar/kerko-per-subjekt/, http://www.finroad.com/directory/agalliu_agron.html; https://www.facebook.com/pages/ERPA-Investment/274139935962700, http://www.albeiti.org/regjistri-i-koncensioneve-hidroenergjitike/
AL | Albania | Holta cascade / Holta Porocan | Holta | Shkumbin | Gramshi | Greenfield |  |  |  |  | 0 | 1.5 |  | HEC-i Kabash Porocan | Fondi Erpa | Unclear | Paulin Rranzi, Pariel Invest, | private | see Holta Kabash | 2008 |  |  |  | concession awarded | N/A | [15 empty] | Not identified | Erpa Investment FB: "ERPA Investment is an Italian-Canadian company" | http://erpainvestment.com/projecthppkabashprocan.php?lang=en; http://www.qkr.gov.al/kerko/kerko-ne-regjistrin-tregtar/kerko-per-subjekt/, http://www.finroad.com/directory/agalliu_agron.html; https://www.facebook.com/pages/ERPA-Investment/274139935962700, http://www.albeiti.org/regjistri-i-koncensioneve-hidroenergjitike/
AL | Albania | Progonat-Lekdush and Bençe e Siperme concession / Progonat-Lekdush | Bence |  |  | Greenfield |  | Nivica canyon Nature Monument | Other protected area | Inside | 0 | 2.7 |  | Geoalbania Uno | Radici Group? | Italy |  | private | 2 | 2009 |  |  |  | concession awarded | N/A | [15 empty] | None | In the prospectus of the Banca di Bergamo from 2007/2008, Martino Zambaiti is listed as President at Banca di Bergamo (member of the Veneto Banca group) till 2009. In 2007/2008 Zambiati held a Counsellor office in SOCIETA' ELETTRICA RADICI S.P.A and RADICI ENERGIE S.P.A . In 2012, Martino Zambaiti held a counsellor office at the Administration board at Banco Italo Romena (Romania), part of the Veneto Banca group. According to the media, SOCIETA' ELETTRICA RADICI belongs to 3 brothers and 2 sisters Radici. It is part of Radici Group, active in synthetic fibers business. Radici Energie spa; address: Via Verdi 11, Bergamo, Italy | http://www.venetobanca.it/en/c/document_library/get_file?uuid=156b7250-e42a-4a38-91c9-ad16bb63041f&groupId=11351; http://archiviostorico.corriere.it/2013/gennaio/09/Una_realta_miliardi_fatturato_co_0_20130109_e202e4b4-5a2a-11e2-bed6-94e1fc6e3a92.shtml; http://www.noa.al/artikull/hec-et-mete-zgjidh-kontratat-me-12-shoqeri-koncensionare/113860.html, http://www.albeiti.org/regjistri-i-koncensioneve-hidroenergjitike/
AL | Albania | Progonat-Lekdush and Bençe e Siperme concession / Bençe e Siperme | Bence |  |  | Greenfield |  | Nivica canyon Nature Monument | Other protected area | Inside | 0 | 4 |  | Geoalbania Uno | Radici Group? | Italy |  | private | see Progonat-Lekdush | 2009 |  |  |  | concession awarded | N/A | [15 empty] | None | In the prospectus of the Banca di Bergamo from 2007/2008, Martino Zambaiti is listed as President at Banca di Bergamo (member of the Veneto Banca group) till 2009. In 2007/2008 Zambiati held a Counsellor office in SOCIETA' ELETTRICA RADICI SPA and RADICI ENERGIE SPA . In 2012, Martino Zambaiti held a counsellor office at the Administration board at Banco Italo Romena (Romania), part of the Veneto Banca group. Radici Energie spa; address: Via Verdi 11, Bergamo, Italy | http://www.venetobanca.it/en/c/document_library/get_file?uuid=156b7250-e42a-4a38-91c9-ad16bb63041f&groupId=11351; http://archiviostorico.corriere.it/2013/gennaio/09/Una_realta_miliardi_fatturato_co_0_20130109_e202e4b4-5a2a-11e2-bed6-94e1fc6e3a92.shtml; http://www.noa.al/artikull/hec-et-mete-zgjidh-kontratat-me-12-shoqeri-koncensionare/113860.html, http://www.albeiti.org/regjistri-i-koncensioneve-hidroenergjitike/
AL | Albania | Nice | Velcan | Shkumbin | Bilisht | Greenfield |  |  |  |  | 0 | 0.6 |  | MP HEC | not identified |  |  | private | 1 | 2009 |  |  |  | concession awarded | N/A | [15 empty] | None | Niçe | http://www.albeiti.org/regjistri-i-koncensioneve-hidroenergjitike/
AL | Albania | Theth (also Thethi) | Thethit | Drin-Bune | Shale; Shkoder | Existing |  |  | National park Emerald | Inside |  |  |  | not identified | not identified | [8 empty] | operational>10 | 1966 | [15 empty] | N/A |  | https://www.wbif.eu/content/stream//Sites/website/library/WBEC-REG-ENE-01-BR-1-Role-of-hydropower-04.12b.pdf
AL | Albania | Shale cascade / Theth (also Thethi) | Thethit | Drin-Bune | Shale; Shkoder | Greenfield |  |  | National park Emerald | Inside | 0 | 7.2 |  | Shala Energy shpk | 3Power Energy Group Inc. | United Arab Emirates | 75% | private |  | 2013 | 35 |  |  | concession awarded | N/A | [15 empty] | Not identified | Delays in the project development likely caused by concession speculations and/or the lack of liquidity: the project started with presentation of unsolicited proposal for Dukagjin 1,2,3 in 2007; the concession for Shala cascade was awarded in 2009; till the date only the feasibility study has been prepared (in 2009) and updated (in 2013) Differing total number of plants in the cascade At least 2 plants to be located inside the Theth National Park The concessionary company - Shala Energy shpk - and the concession have likely been a subject of speculation. Shala Energy shpk has seen involvement of companies that have stepped in with the aim to trade the concession and the concessionaire company. Owners of the companies in the 2007 and the 2009 concession consortium – Kosovo businessman Ekrem Lluka, economic adviser to prime-minister Milo Petraq and Haxhi Bardhi (possibly the leader of the Albanian National Security Party?) - had links to the members of the government (conflict of interest and possibility of back-door bidding) Ekrem Lluka and Haxhi Bardhi remain at the table due to their shareholding position. The former majority shareholder of Shala Energy shpk - 3 Power Energy Group Inc (PSPW)- has been insolvent for several years. It has accumulated deficit of approximately USD 17.8 million and has incurred net loss at least since 2012. It has not been able to secure long-term financing to go ahead with the Shala project. Since 2011, Falak Properties belonging to the United Arab Emirates-based Falak Holdings Group has provided operational costs to PSPW. Loans provided to PSPW from related entities are owned by management directly or indirectly through Falak Holding Group. Falak currently owns about 1/3 of PSPW. Technical and financial feasibility study is of inadequate quality, the English summary was released on March 18, 2013 Differing total project costs estimates in the concessionary contract (144,606,305 EUR) and the feasibility study summary (210,929,506 EUR) Falak might bring in the necessary cash to materalise the project. Total project costs: USD 272.7 million In 2016 it was reported that the concession had been revoked. https://invest-in-albania.org/concession-for-construction-of-six-hpps-in-theth-annulled/ | http://www.secinfo.com/d12TC3.x8Qy.1a.htm; https://www.sec.gov/Archives/edgar/data/1221554/000114420412047167/v321909_ex10-3.htm; http://www.qbz.gov.al/doc.jsp?doc=docs/Vendim%20Nr%20698%20Dat%C3%AB%2011-06-2009.htm; http://www.shalaenergyshpk.com/project.html, https://invest-in-albania.org/concession-for-construction-of-six-hpps-in-theth-annulled/, http://www.monitor.al/koncesioni-ne-lumin-shale-mei-nga-6-hec-e-i-reduktuam-ne-3/
AL | Albania | Shale cascade / Grunas | Thethit | Drin-Bune | Shale; Shkoder | Greenfield |  |  | National park Emerald | Inside | 0 | 10.4 |  | Shala Energy shpk | 3Power Energy Group Inc. | United Arab Emirates | 75% | private |  | 2013 | 35 |  |  | concession awarded | N/A | [15 empty] | Not identified | Delays in the project development likely caused by concession speculations and/or the lack of liquidity: the project started with presentation of unsolicited proposal for Dukagjin 1,2,3 in 2007; the concession for Shala cascade was awarded in 2009; till the date only the feasibility study has been prepared (in 2009) and updated (in 2013) Differing total number of plants in the cascade At least 2 plants to be located inside the Theth National Park The concessionary company - Shala Energy shpk - and the concession have likely been a subject of speculation. Shala Energy shpk has seen involvement of companies that have stepped in with the aim to trade the concession and the concessionaire company. Owners of the companies in the 2007 and the 2009 concession consortium – Kosovo businessman Ekrem Lluka, economic adviser to prime-minister Milo Petraq and Haxhi Bardhi (possibly the leader of the Albanian National Security Party?) - had links to the members of the government (conflict of interest and possibility of back-door bidding) Ekrem Lluka and Haxhi Bardhi remain at the table due to their shareholding position. The former majority shareholder of Shala Energy shpk - 3 Power Energy Group Inc (PSPW)- has been insolvent for several years. It has accumulated deficit of approximately USD 17.8 million and has incurred net loss at least since 2012. It has not been able to secure long-term financing to go ahead with the Shala project. Since 2011, Falak Properties belonging to the United Arab Emirates-based Falak Holdings Group has provided operational costs to PSPW. Loans provided to PSPW from related entities are owned by management directly or indirectly through Falak Holding Group. Falak currently owns about 1/3 of PSPW. Technical and financial feasibility study is of inadequate quality, the English summary was released on March 18, 2013 Differing total project costs estimates in the concessionary contract (144,606,305 EUR) and the feasibility study summary (210,929,506 EUR) Falak might bring in the necessary cash to materalise the project. Total project costs: USD 272.7 million In 2016 it was reported that the concession had been revoked. https://invest-in-albania.org/concession-for-construction-of-six-hpps-in-theth-annulled/ | http://www.secinfo.com/d12TC3.x8Qy.1a.htm; https://www.sec.gov/Archives/edgar/data/1221554/000114420412047167/v321909_ex10-3.htm; http://www.qbz.gov.al/doc.jsp?doc=docs/Vendim%20Nr%20698%20Dat%C3%AB%2011-06-2009.htm; http://www.shalaenergyshpk.com/project.html, https://invest-in-albania.org/concession-for-construction-of-six-hpps-in-theth-annulled/, http://www.monitor.al/koncesioni-ne-lumin-shale-mei-nga-6-hec-e-i-reduktuam-ne-3/
AL | Albania | Shale cascade / Nderhyse | Shale (also Shala or Shales) | Drin-Bune | Shale; Shkoder | Greenfield |  |  |  |  | 0 | 19.5 |  | Shala Energy shpk | 3Power Energy Group Inc. | United Arab Emirates | 75% | private |  | 2013 | 35 |  |  | concession awarded | N/A | [15 empty] | Not identified | Delays in the project development likely caused by concession speculations and/or the lack of liquidity: the project started with presentation of unsolicited proposal for Dukagjin 1,2,3 in 2007; the concession for Shala cascade was awarded in 2009; till the date only the feasibility study has been prepared (in 2009) and updated (in 2013) Differing total number of plants in the cascade At least 2 plants to be located inside the Theth National Park The concessionary company - Shala Energy shpk - and the concession have likely been a subject of speculation. Shala Energy shpk has seen involvement of companies that have stepped in with the aim to trade the concession and the concessionaire company. Owners of the companies in the 2007 and the 2009 concession consortium – Kosovo businessman Ekrem Lluka, economic adviser to prime-minister Milo Petraq and Haxhi Bardhi (possibly the leader of the Albanian National Security Party?) - had links to the members of the government (conflict of interest and possibility of back-door bidding) Ekrem Lluka and Haxhi Bardhi remain at the table due to their shareholding position. The former majority shareholder of Shala Energy shpk - 3 Power Energy Group Inc (PSPW)- has been insolvent for several years. It has accumulated deficit of approximately USD 17.8 million and has incurred net loss at least since 2012. It has not been able to secure long-term financing to go ahead with the Shala project. Since 2011, Falak Properties belonging to the United Arab Emirates-based Falak Holdings Group has provided operational costs to PSPW. Loans provided to PSPW from related entities are owned by management directly or indirectly through Falak Holding Group. Falak currently owns about 1/3 of PSPW. Technical and financial feasibility study is of inadequate quality, the English summary was released on March 18, 2013 Differing total project costs estimates in the concessionary contract (144,606,305 EUR) and the feasibility study summary (210,929,506 EUR) Falak might bring in the necessary cash to materalise the project. Total project costs: USD 272.7 million In 2016 it was reported that the concession had been revoked. https://invest-in-albania.org/concession-for-construction-of-six-hpps-in-theth-annulled/ | http://www.secinfo.com/d12TC3.x8Qy.1a.htm; https://www.sec.gov/Archives/edgar/data/1221554/000114420412047167/v321909_ex10-3.htm; http://www.qbz.gov.al/doc.jsp?doc=docs/Vendim%20Nr%20698%20Dat%C3%AB%2011-06-2009.htm; http://www.shalaenergyshpk.com/project.html, https://invest-in-albania.org/concession-for-construction-of-six-hpps-in-theth-annulled/, http://www.monitor.al/koncesioni-ne-lumin-shale-mei-nga-6-hec-e-i-reduktuam-ne-3/
AL | Albania | Shale cascade / Lekaj | Shale (also Shala or Shales) | Drin-Bune | Shale; Shkoder | Greenfield |  |  | Other protected area | Inside | 0 | 22.2 |  | Shala Energy shpk | 3Power Energy Group Inc. | United Arab Emirates | 75% | private |  | 2013 | 35 |  |  | concession awarded | N/A | [15 empty] | Not identified | see Nderhyse | http://www.secinfo.com/d12TC3.x8Qy.1a.htm; https://www.sec.gov/Archives/edgar/data/1221554/000114420412047167/v321909_ex10-3.htm; http://www.qbz.gov.al/doc.jsp?doc=docs/Vendim%20Nr%20698%20Dat%C3%AB%2011-06-2009.htm; http://www.shalaenergyshpk.com/project.html, https://invest-in-albania.org/concession-for-construction-of-six-hpps-in-theth-annulled/, http://www.monitor.al/koncesioni-ne-lumin-shale-mei-nga-6-hec-e-i-reduktuam-ne-3/
AL | Albania | Shale cascade / Breglumi | Shale (also Shala or Shales) | Drin-Bune | Shale; Shkoder | Greenfield |  |  |  |  | 0 | 8.3 |  | Shala Energy shpk | 3Power Energy Group Inc. | United Arab Emirates | 75% | private |  | 2013 | 35 |  |  | potential | N/A | [15 empty] | Not identified | see Nderhyse | http://www.secinfo.com/d12TC3.x8Qy.1a.htm; https://www.sec.gov/Archives/edgar/data/1221554/000114420412047167/v321909_ex10-3.htm; http://www.qbz.gov.al/doc.jsp?doc=docs/Vendim%20Nr%20698%20Dat%C3%AB%2011-06-2009.htm; http://www.shalaenergyshpk.com/project.html, https://invest-in-albania.org/concession-for-construction-of-six-hpps-in-theth-annulled/, http://www.monitor.al/koncesioni-ne-lumin-shale-mei-nga-6-hec-e-i-reduktuam-ne-3/
AL | Albania | Shale cascade / Vajvishti | Shale (also Shala or Shales) | Drin-Bune | Shale; Shkoder | Greenfield |  |  |  |  | 0 | 60 |  | Shala Energy shpk | 3Power Energy Group Inc. | United Arab Emirates | 75% | private |  | 2013 | 35 |  |  | potential | N/A | [15 empty] | Not identified | see Nderhyse | http://www.secinfo.com/d12TC3.x8Qy.1a.htm; https://www.sec.gov/Archives/edgar/data/1221554/000114420412047167/v321909_ex10-3.htm; http://www.qbz.gov.al/doc.jsp?doc=docs/Vendim%20Nr%20698%20Dat%C3%AB%2011-06-2009.htm; http://www.shalaenergyshpk.com/project.html, https://invest-in-albania.org/concession-for-construction-of-six-hpps-in-theth-annulled/, http://www.monitor.al/koncesioni-ne-lumin-shale-mei-nga-6-hec-e-i-reduktuam-ne-3/
AL | Albania | Shale cascade / Lotaj | Shale (also Shala or Shales) | Drin-Bune | Shale; Shkoder | Greenfield | [7 empty] | Shala Energy shpk | 3Power Energy Group Inc. | United Arab Emirates | 75% | private |  | 2013 | 35 |  |  | potential | N/A | [15 empty] | Not identified | see Nderhyse | http://www.secinfo.com/d12TC3.x8Qy.1a.htm; https://www.sec.gov/Archives/edgar/data/1221554/000114420412047167/v321909_ex10-3.htm; http://www.qbz.gov.al/doc.jsp?doc=docs/Vendim%20Nr%20698%20Dat%C3%AB%2011-06-2009.htm; http://www.shalaenergyshpk.com/project.html, https://invest-in-albania.org/concession-for-construction-of-six-hpps-in-theth-annulled/, http://www.monitor.al/koncesioni-ne-lumin-shale-mei-nga-6-hec-e-i-reduktuam-ne-3/
AL | Albania | Shale cascade / Ura e Pejes | Shale (also Shala or Shales) | Drin-Bune | Shale; Shkoder | Greenfield | [7 empty] | Shala Energy shpk | 3Power Energy Group Inc. | United Arab Emirates | 75% | private |  | 2013 | 35 |  |  | potential | N/A | [15 empty] | Not identified | see Nderhyse | http://www.secinfo.com/d12TC3.x8Qy.1a.htm; https://www.sec.gov/Archives/edgar/data/1221554/000114420412047167/v321909_ex10-3.htm; http://www.qbz.gov.al/doc.jsp?doc=docs/Vendim%20Nr%20698%20Dat%C3%AB%2011-06-2009.htm; http://www.shalaenergyshpk.com/project.html, https://invest-in-albania.org/concession-for-construction-of-six-hpps-in-theth-annulled/, http://www.monitor.al/koncesioni-ne-lumin-shale-mei-nga-6-hec-e-i-reduktuam-ne-3/
AL | Albania | Shale cascade / Lesniqe | Shale (also Shala or Shales) | Drin-Bune | Shale; Shkoder | Greenfield | [7 empty] | Shala Energy shpk | 3Power Energy Group Inc. | United Arab Emirates | 75% | private |  | 2013 | 35 |  |  | concession awarded | N/A | [15 empty] | Not identified | see Nderhyse | http://www.secinfo.com/d12TC3.x8Qy.1a.htm; https://www.sec.gov/Archives/edgar/data/1221554/000114420412047167/v321909_ex10-3.htm; http://www.qbz.gov.al/doc.jsp?doc=docs/Vendim%20Nr%20698%20Dat%C3%AB%2011-06-2009.htm; http://www.shalaenergyshpk.com/project.html, https://invest-in-albania.org/concession-for-construction-of-six-hpps-in-theth-annulled/, http://www.monitor.al/koncesioni-ne-lumin-shale-mei-nga-6-hec-e-i-reduktuam-ne-3/
AL | Albania | Dukagjin | Shale (also Shala) | Drin-Bune | Nderlyse; Shkoder | Rehabilitation |  |  |  |  | 0.64 | 0.64 |  | Balkan Green Energy shpk | Essegei spa (owned by Alpiah srl holding company (Italy)) | Italy | 100% | private |  | 2002 | 30 |  |  | operational>10 | Unclear | [15 empty] | N/A |  | http://issuu.com/negrinievaretto/docs/essegei_catalogo_2014_eng, https://www.wbif.eu/content/stream//Sites/website/library/WBEC-REG-ENE-01-BR-1-Role-of-hydropower-04.12b.pdf
AL | Albania | Lure (also Lura) | Lure (also Lures) | Drin-Bune | Lure; Diber | Rehabilitation |  |  |  |  | 0.75 | 0.75 |  | Balkan Green Energy shpk | Essegei spa (owned by Alpiah srl holding company (Italy)) | Italy | 100% | private |  | 2002 | 30 |  |  | operational>10 | Unclear | [15 empty] | N/A |  | http://issuu.com/negrinievaretto/docs/essegei_catalogo_2014_eng, https://www.wbif.eu/content/stream//Sites/website/library/WBEC-REG-ENE-01-BR-1-Role-of-hydropower-04.12b.pdf
AL | Albania | Ujanik (old) |  |  | Skrapar | Rehabilitation |  |  |  |  | 0.63 | 0.63 |  | Balkan Green Energy shpk | Essegei spa (owned by Alpiah srl holding company (Italy)) | Italy | 100% | private |  | 2002 | 30 |  |  | operational>10 | unclear | [15 empty] | N/A |  | http://issuu.com/negrinievaretto/docs/essegei_catalogo_2014_eng, https://www.wbif.eu/content/stream//Sites/website/library/WBEC-REG-ENE-01-BR-1-Role-of-hydropower-04.12b.pdf
AL | Albania | Voskopoje | Sules | Seman | Korce | Rehabilitation |  |  |  |  | 0 | 0.63 |  | Balkan Green Energy shpk | Essegei spa (owned by Alpiah srl holding company (Italy)) | Italy | 100% | private |  | 2002 | 30 |  |  | operational>10 | 1972 | [15 empty] | N/A |  | https://www.wbif.eu/content/stream//Sites/website/library/WBEC-REG-ENE-01-BR-1-Role-of-hydropower-04.12b.pdf
AL | Albania | Piqeras (also Piqerras) | Piqeras |  | Sarande | Rehabilitation | [7 empty] | Balkan Green Energy shpk | Essegei spa (owned by Alpiah srl holding company (Italy)) | Italy | 100% | private |  | 2002 | 30 |  |  | operational>10 | 1971 | [15 empty] | N/A |  | https://www.wbif.eu/content/stream//Sites/website/library/WBEC-REG-ENE-01-BR-1-Role-of-hydropower-04.12b.pdf
AL | Albania | Rajan | Rajan |  | Kolonje | Rehabilitation |  | Vjosa | Other protected area (protected landscape or nature monument) | Inside | 1.02 | 1.02 |  | Balkan Green Energy shpk | Essegei spa (owned by Alpiah srl holding company (Italy)) | Italy | 100% | private |  | 2002 | 30 |  |  | operational>10 | Unclear | [15 empty] | N/A |  | http://renewables.seenews.com/news/albania-cancels-12-hydro-power-plant-concession-deals-209853; http://fiaalbania.al/members-list/essegei/; http://issuu.com/negrinievaretto/docs/essegei_catalogo_2014_eng, https://www.wbif.eu/content/stream//Sites/website/library/WBEC-REG-ENE-01-BR-1-Role-of-hydropower-04.12b.pdf
AL | Albania | Lozhan | Dolanit | Shkumbin | Korce | Rehabilitation |  |  |  |  | 0.1 | 0 |  | Balkan Green Energy shpk | Essegei spa (owned by Alpiah srl holding company (Italy)) | Italy | 100% | private |  | 2002 | 30 |  |  | operational>10 | Unclear | [15 empty] | N/A | 1968 or 1982 date of entering operation | https://www.wbif.eu/content/stream//Sites/website/library/WBEC-REG-ENE-01-BR-1-Role-of-hydropower-04.12b.pdf
AL | Albania | Babien e Lozhan 2 | Dolanit | Shkumbin | Korce | Greenfield | [7 empty] | unclear | unclear | [8 empty] | unclear | N/A | [15 empty] | Not identified | ERPA Investment Ltd. and Emmecidue srl submitted a complaint to the Commission on Public Procurement against their disqalification in the tender. The Commission accepted the appeal and ruled on 11.04.2013 that the contracting authority need to correct the violations. Favina shkp and Larti shkp submitted with Tirana District Court application for suspension of the execution of the decision of the Public Procurement Commission, until final resolution of the case, claiming that the previous implementation of the administrative act may bring irreversible consequences, direct violation of its interests. Tirana District Court accepted the application. Disagreeing with this decision, the State Attorney has filed special appeal to the Court of Appeals in Tirana, seeking a change of decision and lifting the suspension of the implementation of the administrative act. Not clear what happened since then - the project is not on the 2016 EITI list of concessions. | http://gazetatelegraf.com/koncesionet-thellojne-skandalet-e-haxhinastos-si-ish-minister-i-mete-s/
AL | Albania | Faqekuq cascade / Faqekuq 1 | Osum |  | Skrapar | Greenfield |  |  |  |  | 2.5 | 0 |  | HP Ostrovica Energy | not identified |  |  | private | 2 | 2009 |  |  |  | operational<5 | 2012 | [15 empty] | Not identified | WB document dated October 2013 mentions that AltEnergo (100% / Russian Federation) is project sponsor Concession failure penalties: Penalty holder: concessionare for the construction of the HPPs Faqekuq 1 and Faqekuq 2; name blacked out in the document Total penalty amount: 10,759,947 Currency:LEK Reason:"pay LEK 10,759,947 [(365 day delay time (25/12 / 2009-25 / 12/2010) x 587,975,273 ALL investment value from x 0.005%)]." Penalty issued: December 2012 Total project costs: USD 13 million | http://ppi.worldbank.org/features/December-2013/2012-ECA-Regional-Note-Final.pdf; https://www.youtube.com/watch?v=x9pQ1XPb05Q; http://www.klsh.org.al/web/pub/ministrin_e_ekonomis_441_1.pdf, http://www.albeiti.org/regjistri-i-koncensioneve-hidroenergjitike/
AL | Albania | Faqekuq cascade / Faqekuq 2 | Osum |  | Skrapar | Greenfield |  |  |  |  | 3.9 | 0 |  | HP Ostrovica Energy | not identified |  |  | private | see Faqekuq 1 | 2009 |  |  |  | operational<5 | 2012 | [15 empty] | Not identified | Concession failure penalties: Penalty holder: concessionare for the construction of the HPPs Faqekuq 1 and Faqekuq 2; name blacked out in the document Total penalty amount: see Faqekuq 1 Currency:LEK Reason:"see Faqekuq 1 Penalty issued: December 2012 | http://ppi.worldbank.org/features/December-2013/2012-ECA-Regional-Note-Final.pdf; https://www.youtube.com/watch?v=x9pQ1XPb05Q; http://www.klsh.org.al/web/pub/ministrin_e_ekonomis_441_1.pdf, http://www.albeiti.org/regjistri-i-koncensioneve-hidroenergjitike/
AL | Albania | Meshanik and Guve concession / Meshanik |  | Vjosa | Tepelene | Greenfield |  |  |  |  | 0 | 1.35 |  | Drini 2000 shpk | not identified |  |  | private | 2 | 2009 |  |  |  | concession awarded | N/A | [15 empty] | None |  | http://www.albeiti.org/regjistri-i-koncensioneve-hidroenergjitike/, http://www.help-cso.net/?page_id=744&lang=sq
AL | Albania | Meshanik and Guve concession / Guve |  | Vjosa | Tepelene | Greenfield |  |  |  |  | 0 | 0.3 |  | Drini 2000 shpk | not identified |  |  | private | see Meshanik | 2009 |  |  |  | concession awarded | N/A | [15 empty] | None |  | http://www.albeiti.org/regjistri-i-koncensioneve-hidroenergjitike/, http://www.help-cso.net/?page_id=744&lang=sq
AL | Albania | Pobreg | Luma |  | Shtiqen Zapod; before Fierza lake | Greenfield |  |  |  |  | 12.7 | 0 |  | Energji Plus shpk | not identified |  |  | private | 1 | 2009 |  |  | Building and Construction shpk (Albania) | operational<5 | 2013 | [9 empty] | Raiffeisen Bank (Albania) | Completed |  |  |  |  | Yes |  | http://www.building-construction.al/pobreg.html; http://edg.al/portfolio-item/pobreg/, http://www.ere.gov.al/doc/Annual_Report_2013.pdf
AL | Albania | Thane and Mollas concession / Mollas |  |  | Mollas; Elbasan | Greenfield |  |  |  |  | 0 | 20 |  | Delia Group shpk | not identified |  |  | private | see Thane | 2009 | 35 |  |  | concession awarded | N/A | [15 empty] | None | Concession failure penalties: Penalty holder: concessionare for the construction of the HPPs Thane and Mollas; name blacked out in the document Total penalty amount: see Thane Currency:LEK Reason:"pay penalties calculated in value when 26,020,055 LEK (for 499 days x0.005% x 1,042,888,000 ALL)." Penalty issued: December 2012 | http://www.klsh.org.al/web/pub/ministrin_e_ekonomis_441_1.pdf; http://www.deliagroup.com.al/index.php/en/projects, http://www.albeiti.org/regjistri-i-koncensioneve-hidroenergjitike/
AL | Albania | Domaj, Has |  | Drin-Bune | Has | Greenfield |  |  |  |  | 0 | 0.2 |  | Thaci shpk | not identified |  |  | private | 1 | 2009 |  |  |  | concession awarded | N/A | [15 empty] | None | On 26 July 2014 the Ministry of Energy and Industry initiated proceeding in cancellation of 14 concessionary contracts for the construction of 30 HPPs approved by Berisha's administration, including the Domaj HPP. | http://gazeta-shqip.com/lajme/2014/07/26/anulohen-kontratat-e-koncesioneve-per-30-hec-e/, http://www.albeiti.org/regjistri-i-koncensioneve-hidroenergjitike/
AL | Albania | Hurdhas cascade / Hurdhas 1 (also Vinjolle) |  | Mat | Milot; Lezhe | Greenfield |  |  |  |  | 1.71 | 0 |  | Komp Energji shpk; STGC Corp shpk | not identified |  |  | private | 3 | 2009 |  |  |  | operational<5 | 2015 | [15 empty] | Not identified | Protests in 2014 http://co-seed.eu/assets/files/mrnCFdb4LF-8-1pdf.pdf | http://mobile.ikub.al/LIGJE_CATEGORY/PeR-LICENCIMIN-E-SHOQeRISe-KOMP-ENERGJI-SHPK-Ne-AKTIVITETIN-E-PRODHIMIT-Te-ENERGJISe-ELEKTRIKE-NGA-HEC-ET-HURDHAS-1-HURDHAS-2-DHE-HURDHAS-3--1412150107.aspx?cookiesEnabled=false, http://www.albeiti.org/regjistri-i-koncensioneve-hidroenergjitike/
AL | Albania | Hurdhas cascade / Hurdhas 2 (also Vinjolle) |  | Mat | Milot; Lezhe | Greenfield |  |  |  |  | 0 | 1.3 |  | Komp Energji shpk; STGC Corp shpk | not identified |  |  | private | see Hurdhas 1 | 2009 |  |  |  | under construction | N/A |  |  |  |  | AL-MDB | International Finance Corporation (IFC) | Signed | financial intermediary | 1.6 | Banka Credins (Albania) | Signed |  |  |  |  | Yes | IFC extended a €10 million in financing to Albania's Credins Bank to support renewable energy and energy efficiency projects. The financing includes up to €1 million from the IFC Canada Climate Change Program. (Further (?) 250000000 ALL extended in January 2017), Protests in 2014 http://co-seed.eu/assets/files/mrnCFdb4LF-8-1pdf.pdf | http://mobile.ikub.al/LIGJE_CATEGORY/PeR-LICENCIMIN-E-SHOQeRISe-KOMP-ENERGJI-SHPK-Ne-AKTIVITETIN-E-PRODHIMIT-Te-ENERGJISe-ELEKTRIKE-NGA-HEC-ET-HURDHAS-1-HURDHAS-2-DHE-HURDHAS-3--1412150107.aspx?cookiesEnabled=false; http://ifcext.ifc.org/ifcext/spiwebsite1.nsf/ProjectDisplay/SII32190; E-mail from Credins Bank dated 9.6.2015 2017 loan registered here: http://www.qkb.gov.al/umbraco/Surface/SearchSurface/DownloadDocument?documentCode=7AE3AE84-85BE-4F5E-B3C9-C98D0B496688 http://www.albeiti.org/regjistri-i-koncensioneve-hidroenergjitike/
AL | Albania | Hurdhas cascade / Hurdhas 3 (also Vinjolle) |  | Mat | Milot; Lezhe | Greenfield |  |  |  |  | 0 | 1.2 |  | Komp Energji shpk; STGC Corp shpk | not identified |  |  | private | see Hurdhas 1 | 2009 |  |  |  | concession awarded | N/A | [15 empty] | None | Protests in 2014 http://co-seed.eu/assets/files/mrnCFdb4LF-8-1pdf.pdf | http://mobile.ikub.al/LIGJE_CATEGORY/PeR-LICENCIMIN-E-SHOQeRISe-KOMP-ENERGJI-SHPK-Ne-AKTIVITETIN-E-PRODHIMIT-Te-ENERGJISe-ELEKTRIKE-NGA-HEC-ET-HURDHAS-1-HURDHAS-2-DHE-HURDHAS-3--1412150107.aspx?cookiesEnabled=false, http://www.albeiti.org/regjistri-i-koncensioneve-hidroenergjitike/
AL | Albania | Zalli i Okshtunit cascade / Borove (also Borovo) | Zalli i Okshtunit | Drin-Bune | Bulqize; Diber | Greenfield |  |  |  |  | 0 | 1.921 |  | Diteko shpk | not identified |  |  | private | unclear | 2009 |  |  |  | concession awarded | N/A | [15 empty] | None |  | http://www.albeiti.org/regjistri-i-koncensioneve-hidroenergjitike/
AL | Albania | Zalli i Okshtunit cascade / Okshtun Ekologjik | Zalli i Okshtunit | Drin-Bune | Bulquize; Diber | Greenfield | [7 empty] | Diteko shpk | not identified |  |  | private | unclear | 2009 |  |  |  | concession awarded | N/A | [15 empty] | None |  | http://www.albeiti.org/regjistri-i-koncensioneve-hidroenergjitike/
AL | Albania | Zalli i Okshtunit cascade / Okshtun | Zalli i Okshtunit | Drin-Bune | Bulquize; Diber | Greenfield | [7 empty] | Diteko shpk | not identified |  |  | private | unclear | 2009 |  |  |  | concession awarded | N/A | [15 empty] | None |  | http://www.albeiti.org/regjistri-i-koncensioneve-hidroenergjitike/
AL | Albania | Zalli i Okshtunit cascade / Ternove (Diteko) | Zalli i Okshtunit | Drin-Bune | Bulquize; Diber | Greenfield |  |  |  |  | 0.921 | 0 |  | Diteko shpk | not identified |  |  | private | unclear | 2009 |  |  |  | operational<5 | 2016 | [15 empty] | Not identified |  | http://www.ere.gov.al/doc/Raporti_Vjetor_2016.pdf, http://www.albeiti.org/regjistri-i-koncensioneve-hidroenergjitike/
AL | Albania | Zalli i Okshtunit cascade / Lubalesh 1 | Zalli i Okshtunit | Drin-Bune | Bulquize; Diber | Greenfield |  |  |  |  | 11.6 | 0 |  | Diteko shpk | not identified |  |  | private | unclear | 2009 |  |  |  | operational<5 | 2015 | [9 empty] | Banka Kombetare Tregtare (Albania) | Signed | 15 |  |  |  | Yes | 2.1 billion ALL loan secured by PPA for Lubalesh 2, Gjorice, Okshtun, Ternove dhe Lubalesh. EBRD owns equity share in DTK bank. | http://www.qkb.gov.al/umbraco/Surface/SearchSurface/DownloadDocument?documentCode=E7315415-BB0B-4605-8E16-8E9C9BABC797 http://www.ebrd.com/work-with-us/projects/psd/national-commercial-bank-equity.html http://www.ere.gov.al/doc/Raporti_Vjetor_ERE_2015.pdf, http://www.albeiti.org/regjistri-i-koncensioneve-hidroenergjitike/
AL | Albania | Zalli i Okshtunit cascade / Lubalesh 2 | Zalli i Okshtunit | Drin-Bune | Bulquize; Diber | Greenfield | [7 empty] | Diteko shpk | not identified |  |  | private | unclear | 2009 |  |  |  | concession awarded | N/A | [15 empty] | None |  | http://www.albeiti.org/regjistri-i-koncensioneve-hidroenergjitike/
AL | Albania | Zalli i Okshtunit cascade / Gjorice | Zalli i Okshtunit | Drin-Bune | Bulquize; Diber | Greenfield |  |  |  |  | 4.18 | 0 |  | Diteko shpk | not identified |  |  | private | unclear | 2009 |  |  |  | operational<5 | 2016 | [15 empty] | None |  | http://www.ere.gov.al/doc/Raporti_Vjetor_2016.pdf, http://www.albeiti.org/regjistri-i-koncensioneve-hidroenergjitike/
AL | Albania | Zalli i Okshtunit cascade / Zabzun | Zalli i Okshtunit | Drin-Bune | Bulquize; Diber | Greenfield |  | Shebenik-Jabllanice | National park | Inside | 0 | 0.301 |  | Diteko shpk | not identified |  |  | private | unclear | 2009 |  |  |  | concession awarded | N/A | [15 empty] | Not identified |  | http://www.albeiti.org/regjistri-i-koncensioneve-hidroenergjitike/
AL | Albania | Zalli i Okshtunit cascade / Sebisht (also Sebishte) | Zalli i Okshtunit | Drin-Bune | Bulquize; Diber | Greenfield |  | Shebenik-Jabllanice | National park | Inside | 0 | 2.835 |  | Diteko shpk | not identified |  |  | private | unclear | 2009 |  |  |  | concession awarded | N/A | [15 empty] | Not identified |  | http://www.albeiti.org/regjistri-i-koncensioneve-hidroenergjitike/
AL | Albania | Zalli i Okshtunit cascade / Prodan 1 | Zalli i Okshtunit | Drin-Bune | Bulquize; Diber | Greenfield |  | Shebenik-Jabllanice | National park | Inside | 0 | 0.38 |  | Diteko shpk | not identified |  |  | private | unclear | 2009 |  |  |  | concession awarded | N/A | [15 empty] | Not identified |  | http://www.albeiti.org/regjistri-i-koncensioneve-hidroenergjitike/
AL | Albania | Zalli i Okshtunit cascade / Prodan 2 | Zalli i Okshtunit | Drin-Bune | Bulquize; Diber | Greenfield |  |  |  |  | 0 | 0.801 |  | Diteko shpk | not identified |  |  | private | unclear | 2009 |  |  |  | concession awarded | N/A | [15 empty] | Not identified |  | http://www.albeiti.org/regjistri-i-koncensioneve-hidroenergjitike/
AL | Albania | Ternove (also Teodori or Ternoves) | Liqeni i Zi | Drin-Bune | Bulquize; Diber | Greenfield |  | Liqeni i Zi (Martanesh) | Natural Monument | Inside | 8.385 | 0 |  | Teodori 2003 shpk | not identified | Canada |  | private |  | 2009 |  |  |  | operational<5 | Unclear |  |  |  |  | AL-MDB | European Bank for Reconstruction and Development (EBRD) | Signed | credit | 6 | Societe Generale | Signed |  |  |  |  | Yes | Significant environmental and social impacts In 2014 the residents of the villages of Valikardhë, Zall, Sopot and Strikçan, in the municipality of Zerqan repeatedly protested against the construction of a power plant. Protesters demanded to stop construction of the power plant, after the lands of these villages of about 2,000 hectares were left without irrigation water. The residents require water of the Black Lake, not diverted for treatment of HPP, since this deviation will cause the depletion of water resources drinking to these villages. Between March 15-September 15, 2013 Teodori 2003 represented by Faik Teodori was granted an environmental permit for the construction of a HPP in Bulqize. Incentive Payments (capped): 0.90 Total project costs: EUR 18.5 million | http://www.websedff.com/fileadmin/documents/FICHT-10378369-v1-ALB_Ternoves_Case_Study.pptx; http://www.arkivalajmeve.com/Ndertimi-i-HEC-it-banoret-e-Zerqanit-vijojne-protestat.1047531326/;http://respublica.al/artikuj/2014/06/10/bumerangu-i-hec-eve-per-te-tere-protesta-e-valikardhes-behet-e-dhunshme-premtohet; Correspondence with EBRD; http://www.qkb.gov.al/umbraco/Surface/SearchSurface/DownloadDocument?documentCode=1E5F63FC-1E65-4284-BF94-70BEB5A859DF https://bankwatch.org/publication/broken-rivers-impacts-european-financed-small-hydropower-plants-pristine-balkan-landscapes
AL | Albania | Kukur cascade / Kukur 1 | Water source: +1161/1158.5 Shuli Creek and Gjaci | Devoll | Kukur | Greenfield |  | Devoll tributary | Other protected area (protected landscape or nature monument) | Inside | 0 | 20.357 |  | Kukur Energy shpk | not identified |  |  | private | 5 | 2009 |  |  |  | concession awarded | N/A | [15 empty] | Not identified | Concession failure penalties: Penalty holder: concessionare for the construction of the HPPs Kukur 1, Kukur 2, Kukur 3, Kukur 4, Kukur 5 ; name blacked out in the document Total penalty amount: 32,969,748 Currency:LEK Reason:" pay the penalty in the amount of repayment obligation LEK 32,969,748 (0.005% x 145 days x 4547 ALL 551,449 worth of investment)." Penalty issued: December 2012 Archeologic reporting by Kukur Energy shpk on April 18, 2014 to the Ministry of Culture. Only Kukur 2 and 4 were recorded so far, no brand new information available, only two would be inside PA. | http://www.asha.gov.al/wp-content/uploads/2014/06/30.Vendim.303-dt.18.04.2014.pdf; http://www.klsh.org.al/web/pub/ministrin_e_ekonomis_441_1.pdf; http://www.dekliada-alb.al/en/kukur-cascade-hpp, http://www.albeiti.org/regjistri-i-koncensioneve-hidroenergjitike/
AL | Albania | Kukur cascade / Kukur 2 | Water source: +601.15/600.25 Creek of Shuli and Gjaci | Devoll | Kukur | Greenfield | [7 empty] | Kukur Energy shpk | not identified |  |  | private | see Kukur 1 | 2009 |  |  |  | concession awarded | N/A | [15 empty] | Not identified | Concession failure penalties: Penalty holder: concessionare for the construction of the HPPs Kukur 1, Kukur 2, Kukur 3, Kukur 4, Kukur 5 ; name blacked out in the document Total penalty amount: 32,969,748 Currency:LEK Reason:" pay the penalty in the amount of repayment obligation LEK 32,969,748 (0.005% x 145 days x 4547 ALL 551,449 worth of investment)." Penalty issued: December 2012 Archeologic reporting by Kukur Energy shpk on April 18, 2014 to the Ministry of Culture. Only Kukur 2 and 4 were recorded so far, no brand new information available, only two would be inside PA. | http://www.asha.gov.al/wp-content/uploads/2014/06/30.Vendim.303-dt.18.04.2014.pdf; http://www.klsh.org.al/web/pub/ministrin_e_ekonomis_441_1.pdf; http://www.dekliada-alb.al/en/kukur-cascade-hpp, http://www.albeiti.org/regjistri-i-koncensioneve-hidroenergjitike/
AL | Albania | Kukur cascade / Kukur 3 | Water source: +605.75/606.2 Creek of Sojniku and Griba | Devoll | Kukur | Greenfield | [7 empty] | Kukur Energy shpk | not identified |  |  | private | see Kukur 1 | 2009 |  |  |  | concession awarded | N/A | [15 empty] | Not identified | Concession failure penalties: Penalty holder: concessionare for the construction of the HPPs Kukur 1, Kukur 2, Kukur 3, Kukur 4, Kukur 5 ; name blacked out in the document Total penalty amount: 32,969,748 Currency:LEK Reason:" pay the penalty in the amount of repayment obligation LEK 32,969,748 (0.005% x 145 days x 4547 ALL 551,449 worth of investment)." Penalty issued: December 2012 Archeologic reporting by Kukur Energy shpk on April 18, 2014 to the Ministry of Culture. Only Kukur 2 and 4 were recorded so far, no brand new information available, only two would be inside PA. | http://www.asha.gov.al/wp-content/uploads/2014/06/30.Vendim.303-dt.18.04.2014.pdf; http://www.klsh.org.al/web/pub/ministrin_e_ekonomis_441_1.pdf; http://www.dekliada-alb.al/en/kukur-cascade-hpp, http://www.albeiti.org/regjistri-i-koncensioneve-hidroenergjitike/
AL | Albania | Kukur cascade / Kukur 4 | Water source: +476.77/476.55 Creek of Shuli and Gjaci, Sojniku, Griba, Kishevica and Qanali | Devoll | Kukur | Greenfield | [7 empty] | Kukur Energy shpk | not identified |  |  | private | see Kukur 1 | 2009 |  |  |  | concession awarded | N/A | [15 empty] | Not identified | Concession failure penalties: Penalty holder: concessionare for the construction of the HPPs Kukur 1, Kukur 2, Kukur 3, Kukur 4, Kukur 5 ; name blacked out in the document Total penalty amount: 32,969,748 Currency:LEK Reason:" pay the penalty in the amount of repayment obligation LEK 32,969,748 (0.005% x 145 days x 4547 ALL 551,449 worth of investment)." Penalty issued: December 2012 Archeologic reporting by Kukur Energy shpk on April 18, 2014 to the Ministry of Culture. Only Kukur 2 and 4 were recorded so far, no brand new information available, only two would be inside PA. | http://www.asha.gov.al/wp-content/uploads/2014/06/30.Vendim.303-dt.18.04.2014.pdf; http://www.klsh.org.al/web/pub/ministrin_e_ekonomis_441_1.pdf; http://www.dekliada-alb.al/en/kukur-cascade-hpp, http://www.albeiti.org/regjistri-i-koncensioneve-hidroenergjitike/
AL | Albania | Kukur cascade / Kukur 5 | Water source: +967 Creek of Griba | Devoll | Kukur | Greenfield | [7 empty] | Kukur Energy shpk | not identified |  |  | private | see Kukur 1 | 2009 |  |  |  | concession awarded | N/A | [15 empty] | Not identified | Concession failure penalties: Penalty holder: concessionare for the construction of the HPPs Kukur 1, Kukur 2, Kukur 3, Kukur 4, Kukur 5 ; name blacked out in the document Total penalty amount: 32,969,748 Currency:LEK Reason:" pay the penalty in the amount of repayment obligation LEK 32,969,748 (0.005% x 145 days x 4547 ALL 551,449 worth of investment)." Penalty issued: December 2012 Archeologic reporting by Kukur Energy shpk on April 18, 2014 to the Ministry of Culture. | http://www.asha.gov.al/wp-content/uploads/2014/06/30.Vendim.303-dt.18.04.2014.pdf; http://www.klsh.org.al/web/pub/ministrin_e_ekonomis_441_1.pdf; http://www.dekliada-alb.al/en/kukur-cascade-hpp, http://www.albeiti.org/regjistri-i-koncensioneve-hidroenergjitike/
AL | Albania | Nishove cascade / Nishove 1 (also Nishova 1) |  | Osum | Skrapar | Greenfield |  |  | Other protected area | Inside | 0 | 0.5 |  | Nishova shpk | not identified |  |  | private | 2 | 2009 |  |  |  | operational<5 | 2016 | [15 empty] | Not identified | On 26 July 2014 the Ministry of Energy and Industry initiated proceeding in cancellation of 14 concessionary contracts for the construction of 30 HPPs approved by Berisha's administration, including the Nishova 1,2 HPP. At least one of the plants went online in 2016. | http://gazeta-shqip.com/lajme/2014/07/26/anulohen-kontratat-e-koncesioneve-per-30-hec-e/ http://www.ere.gov.al/doc/Raporti_Vjetor_2016.pdf, http://www.albeiti.org/regjistri-i-koncensioneve-hidroenergjitike/
AL | Albania | Nishove cascade / Nishove 2 (also Nishova 2) |  | Osum | Skrapar | Greenfield |  |  | Other protected area | Inside | 0 | 0.5 |  | Nishova shpk | not identified |  |  | private | see Nishove 1 | 2009 |  |  |  | unclear | N/A | [15 empty] | Not identified | On 26 July 2014 the Ministry of Energy and Industry initiated proceeding in cancellation of 14 concessionary contracts for the construction of 30 HPPs approved by Berisha's administration, including the Nishova 1,2 HPP. | http://gazeta-shqip.com/lajme/2014/07/26/anulohen-kontratat-e-koncesioneve-per-30-hec-e/ http://www.ere.gov.al/doc/Raporti_Vjetor_2016.pdf, http://www.albeiti.org/regjistri-i-koncensioneve-hidroenergjitike/
AL | Albania | Sllabinje cascade / Sllabinje 2A |  | Shkumbin | Pogradec | Greenfield |  |  |  |  | 0 | 2 |  | Hidropower Elektrike shpk | not identified |  |  | private | see Sllabinje 2 | 2009 |  |  |  | concession awarded | N/A | [15 empty] | None |  | https://webcache.googleusercontent.com/search?q=cache:62wlv3kkk1AJ:www.ere.gov.al/doc/VENDIM_NR.59_2011.pdf+&cd=2&hl=en&ct=clnk&gl=cz, http://www.albeiti.org/regjistri-i-koncensioneve-hidroenergjitike/
AL | Albania | Sllabinje cascade / Sllabinje 2B |  | Shkumbin | Pogradec | Greenfield |  |  |  |  | 0 | 1.6 |  | Hidropower Elektrike shpk | not identified |  |  | private | see Sllabinje 3 | 2009 |  |  |  | concession awarded | N/A | [15 empty] | None |  | https://webcache.googleusercontent.com/search?q=cache:62wlv3kkk1AJ:www.ere.gov.al/doc/VENDIM_NR.59_2011.pdf+&cd=2&hl=en&ct=clnk&gl=cz, http://www.albeiti.org/regjistri-i-koncensioneve-hidroenergjitike/
AL | Albania | Sllabinje cascade / Sllabinje 2C |  | Shkumbin | Pogradec | Greenfield |  |  |  |  | 0 | 1.8 |  | Hidropower Elektrike shpk | not identified |  |  | private | see Sllabinje 4 | 2009 |  |  |  | concession awarded | N/A | [15 empty] | None |  | https://webcache.googleusercontent.com/search?q=cache:62wlv3kkk1AJ:www.ere.gov.al/doc/VENDIM_NR.59_2011.pdf+&cd=2&hl=en&ct=clnk&gl=cz, http://www.albeiti.org/regjistri-i-koncensioneve-hidroenergjitike/
AL | Albania | Sllabinje cascade / Sllabinje 2D |  | Shkumbin | Pogradec | Greenfield |  |  |  |  | 0 | 5 |  | Hidropower Elektrike shpk | not identified |  |  | private | see Sllabinje 5 | 2009 |  |  |  | concession awarded | N/A | [15 empty] | None |  | https://webcache.googleusercontent.com/search?q=cache:62wlv3kkk1AJ:www.ere.gov.al/doc/VENDIM_NR.59_2011.pdf+&cd=2&hl=en&ct=clnk&gl=cz, http://www.albeiti.org/regjistri-i-koncensioneve-hidroenergjitike/
AL | Albania | Sllabinje cascade / Sllabinje 2E |  | Shkumbin | Pogradec | Greenfield |  |  |  |  | 0 | 3.4 |  | Hidropower Elektrike shpk | not identified |  |  | private | see Sllabinje 6 | 2009 |  |  |  | concession awarded | N/A | [15 empty] | None |  | https://webcache.googleusercontent.com/search?q=cache:62wlv3kkk1AJ:www.ere.gov.al/doc/VENDIM_NR.59_2011.pdf+&cd=2&hl=en&ct=clnk&gl=cz, http://www.albeiti.org/regjistri-i-koncensioneve-hidroenergjitike/
AL | Albania | Sotire cascade / Sotire 1 | Sotire | Shkumbin | Gramsh | Greenfield |  |  |  |  | 1.6 | 0 |  | Hydro Energy Sotira shpk | not identified |  |  | private | 2 | 2009 |  |  |  | operational<5 | 2014 | [15 empty] | Not identified |  | http://www.albeiti.org/regjistri-i-koncensioneve-hidroenergjitike/, http://www.ere.gov.al/doc/Annual_Report_2014.pdf
AL | Albania | Sotire cascade / Sotire 2 | Sotire | Shkumbin | Gramsh | Greenfield |  |  |  |  | 0.5 | 0 |  | Hydro Energy Sotira shpk | not identified |  |  | private | see Sotire 1 | 2009 |  |  |  | operational<5 | 2014 | [15 empty] | Not identified |  | http://www.albeiti.org/regjistri-i-koncensioneve-hidroenergjitike/, http://www.ere.gov.al/doc/Annual_Report_2014.pdf
AL | Albania | Trebisht cascade / Trebisht 1 | Trebisht | Drin-Bune | Trebisht; Bulqize | Greenfield |  |  |  |  | 0.6 | 0 |  | SA-GLE Kompani shpk | not identified |  |  | private | 3 | 2009 |  |  |  | operational<5 | 2014 | [15 empty] | Not identified | Unclear whether the entire cascade is operational | http://www.ere.gov.al/doc/Raporti_Vjetor_2016.pdf, http://www.ere.gov.al/doc/Annual_Report_2014.pdf
AL | Albania | Trebisht cascade / Trebisht 2 | Trebisht | Drin-Bune | Trebisht; Bulqize | Greenfield |  |  |  |  | 1 | 0 |  | SA-GLE Kompani shpk | not identified |  |  | private | see Trebisht 1 | 2009 |  |  |  | operational<5 | 2014 | [15 empty] | Not identified | Unclear whether the entire cascade is operational | http://www.ere.gov.al/doc/Raporti_Vjetor_2016.pdf, http://www.ere.gov.al/doc/Annual_Report_2014.pdf
AL | Albania | Trebisht cascade / Trebisht 2A | Trebisht | Drin-Bune | Trebisht; Bulqize | Greenfield |  |  |  |  | 0.12 | 0 |  | SA-GLE Kompani shpk | not identified |  |  | private | see Trebisht 1 | 2009 |  |  |  | operational<5 | 2014 | [15 empty] | Not identified | Unclear whether the entire cascade is operational | http://www.ere.gov.al/doc/Raporti_Vjetor_2016.pdf, http://www.ere.gov.al/doc/Annual_Report_2014.pdf
AL | Albania | Topcias | Shkumbin | Kanali Naum Panxhi | Elbasan | Greenfield |  |  |  |  | 0 | 1.85 |  | HYDRO ENERGJI TRANSFORMER TOPICAS-EL | not identified |  |  | private | 1 | 2010 |  |  |  | concession awarded | N/A | [15 empty] | None |  | http://www.albeiti.org/regjistri-i-koncensioneve-hidroenergjitike/
AL | Albania | Sheba cascade / Sheba 1 |  | Mat | Burrel | Greenfield |  |  |  |  | 0 | 0.3 |  | Zalli i Tarit | not identified |  |  | private | 4 | 2011 |  |  |  | unclear | N/A | [15 empty] | None | On 26 July 2014 the Ministry of Energy and Industry initiated proceeding in cancellation of 14 concessionary contracts for the construction of 30 HPPs approved by Berisha's administration, including the Sheba 1,2,3,4 HPP. However they are still on the EITI concessions list 2016. | http://gazeta-shqip.com/lajme/2014/07/26/anulohen-kontratat-e-koncesioneve-per-30-hec-e/, http://www.albeiti.org/regjistri-i-koncensioneve-hidroenergjitike/
AL | Albania | Sheba cascade / Sheba 2 |  | Mat | Burrel | Greenfield |  |  |  |  | 0 | 1.7 |  | Zalli i Tarit | not identified |  |  | private | see Sheba 1 | 2011 |  |  |  | unclear | N/A | [15 empty] | None | On 26 July 2014 the Ministry of Energy and Industry initiated proceeding in cancellation of 14 concessionary contracts for the construction of 30 HPPs approved by Berisha's administration, including the Sheba 1,2,3,4 HPP. However they are still on the EITI concessions list 2016. | http://gazeta-shqip.com/lajme/2014/07/26/anulohen-kontratat-e-koncesioneve-per-30-hec-e/, http://www.albeiti.org/regjistri-i-koncensioneve-hidroenergjitike/
AL | Albania | Sheba cascade / Sheba 3 |  | Mat | Burrel | Greenfield |  |  |  |  | 0 | 1.4 |  | Zalli i Tarit | not identified |  |  | private | see Sheba 1 | 2011 |  |  |  | unclear | N/A | [15 empty] | None | On 26 July 2014 the Ministry of Energy and Industry initiated proceeding in cancellation of 14 concessionary contracts for the construction of 30 HPPs approved by Berisha's administration, including the Sheba 1,2,3,4 HPP. However they are still on the EITI concessions list 2016. | http://gazeta-shqip.com/lajme/2014/07/26/anulohen-kontratat-e-koncesioneve-per-30-hec-e/, http://www.albeiti.org/regjistri-i-koncensioneve-hidroenergjitike/
AL | Albania | Sheba cascade / Sheba 4 |  | Mat | Burrel | Greenfield |  |  |  |  | 0 | 2.5 |  | Zalli i Tarit | not identified |  |  | private | see Sheba 1 | 2011 |  |  |  | unclear | N/A | [15 empty] | None | On 26 July 2014 the Ministry of Energy and Industry initiated proceeding in cancellation of 14 concessionary contracts for the construction of 30 HPPs approved by Berisha's administration, including the Sheba 1,2,3,4 HPP. However they are still on the EITI concessions list 2016. | http://gazeta-shqip.com/lajme/2014/07/26/anulohen-kontratat-e-koncesioneve-per-30-hec-e/, http://www.albeiti.org/regjistri-i-koncensioneve-hidroenergjitike/
AL | Albania | Suha 1 | Suha | Vjosa | Gjirokaster | Greenfield |  |  |  |  | 0 | 24 |  | AAE Suha | not identified |  |  | private | 1 | 2011 |  |  |  | concession awarded | N/A | [15 empty] | None |  | http://www.albeiti.org/regjistri-i-koncensioneve-hidroenergjitike/
AL | Albania | Lingjance | Lingjance | Shkumbin | Elbasan | Greenfield |  |  |  |  | 0 | 1.8 |  | Rei Energy | not identified |  |  | private | 1 | 2012 |  |  |  | concession awarded | N/A | [15 empty] | None |  | http://www.albeiti.org/regjistri-i-koncensioneve-hidroenergjitike/
AL | Albania | Fleti cascade / Fleti A |  | Drin-Bune | Puke | Greenfield |  |  |  |  | 0 | 9.1 |  | Sarakraft | not identified |  |  | private | 4 | 2012 |  |  |  | concession awarded | N/A | [15 empty] | None |  | http://www.albeiti.org/regjistri-i-koncensioneve-hidroenergjitike/
AL | Albania | Fleti cascade / Fleti B |  | Drin-Bune | Puke | Greenfield |  |  |  |  | 0 | See Fleti B |  | Sarakraft | not identified |  |  | private | see Fleti A | 2012 |  |  |  | concession awarded | N/A | [15 empty] | None |  | http://www.albeiti.org/regjistri-i-koncensioneve-hidroenergjitike/
AL | Albania | Fleti cascade / Fleti 1 |  | Drin-Bune | Puke | Greenfield |  |  |  |  | 0 | See Fleti B |  | Sarakraft | not identified |  |  | private | see Fleti A | 2012 |  |  |  | concession awarded | N/A | [15 empty] | None |  | http://www.albeiti.org/regjistri-i-koncensioneve-hidroenergjitike/
AL | Albania | Fleti cascade / Fleti 2 |  | Drin-Bune | Puke | Greenfield |  |  |  |  | 0 | See Fleti B |  | Sarakraft | not identified |  |  | private | see Fleti A | 2012 |  |  |  | concession awarded | N/A | [15 empty] | None |  | http://www.albeiti.org/regjistri-i-koncensioneve-hidroenergjitike/
AL | Albania | Zalli I Lunikut cascade | Zalli I Lunikut |  |  | Greenfield |  |  |  |  | 0 | 7 |  | Victoria Invest | not identified |  |  | private | Not known, previously 4 |  |  |  |  | concession awarded | N/A | [15 empty] | None | catchment is partly in Shebenik-Jabllanice National Park | http://energjia.al/2017/05/31/mei-hapet-procedura-per-hec-in-e-lunikut, http://www.monitor.al/victoria-invest-fiton-nje-tjeter-koncesion-mei-jep-hidrocentralin-e-lunikut-per-6-milione-euro/, http://energjia.al/2017/08/01/jepet-me-koncesion-hidrocentrali-i-lunikut, http://www.albeiti.org/regjistri-i-koncensioneve-hidroenergjitike/
AL | Albania | Lashkiza cascade / Lashkiza 1 | Lashkiza | Drin | Zall Dardhe; Diber | Greenfield |  |  |  |  | 0 | 3.4 |  | HEC Lashkiza shpk | Fondi ERPA | Unclear |  | private | 3 | 2012 |  |  |  | under construction | N/A | [15 empty] | Not identified | Report on archeological survey for Lashkiza 1 and 2 for HEC Lashkiza shpk released on 04.02.2015. | http://erpainvestment.com/projectlashkiza.php?lang=en; http://www.albeiti.org/regjistri-i-koncensioneve-hidroenergjitike/, http://www.asha.gov.al/wp-content/uploads/2014/06/4.Vendim.277-dt.04.02.2014.pdf, http://www.ere.gov.al/doc/Raporti_Vjetor_2016.pdf, http://www.fondierpa.com/en/investment/renewable-energy
AL | Albania | Lashkiza cascade / Lashkiza 2 | Lashkiza | Drin | Zall Dardhe; Diber | Greenfield |  |  |  |  | 0 | 0.6 |  | HEC Lashkiza shpk | Fondi ERPA | Unclear |  | private | see Lashkiza 1 | 2012 |  |  |  | under construction | N/A | [15 empty] | Not identified | Report on archeological survey for Lashkiza 1 and 2 for HEC Lashkiza shpk released on 04.02.2015. | http://erpainvestment.com/projectlashkiza.php?lang=en; http://www.albeiti.org/regjistri-i-koncensioneve-hidroenergjitike/, http://www.asha.gov.al/wp-content/uploads/2014/06/4.Vendim.277-dt.04.02.2014.pdf, http://www.ere.gov.al/doc/Raporti_Vjetor_2016.pdf, http://www.fondierpa.com/en/investment/renewable-energy
AL | Albania | Lashkiza cascade / Lashkiza 3 | Lashkiza | Drin | Zall Dardhe; Diber | Greenfield |  |  |  |  | 0 | 0.13 |  | HEC Lashkiza shpk | Fondi ERPA | Unclear |  | private | see Lashkiza 1 | 2012 |  |  |  | potential | N/A | [15 empty] | None | Three plants under the concession but Fondi Erpa only mentions two on its website. It is assumed the other one is not going ahead soon. | http://erpainvestment.com/projectlashkiza.php?lang=en; http://www.albeiti.org/regjistri-i-koncensioneve-hidroenergjitike/, http://www.asha.gov.al/wp-content/uploads/2014/06/4.Vendim.277-dt.04.02.2014.pdf, http://www.ere.gov.al/doc/Raporti_Vjetor_2016.pdf, http://www.fondierpa.com/en/investment/renewable-energy
AL | Albania | Staravecka (also Backa ) / Backa 1 | Staravecke | Osum | Skrapar | Greenfield |  |  |  |  | 0 | 1.5 |  | Kroi Mbret Energji shpk | not identified |  |  | private | 5 | 2012 |  |  |  | concession awarded | N/A | [15 empty] | Not identified | Report on archeological survey for Backe-Staravecke cascade including HPPs C, D, 1, 2/1, 2/2 promoted by Kroi Mbret Energji shpk released on 24.09.2014. | http://www.asha.gov.al/wp-content/uploads/2014/06/69.Vendim-341-dt.-08.09.2014.pdf, http://planifikimi.gov.al/index.php?eID=dumpFile&t=f&f=2813&token=ae285810f8381300ce8a43eba2fc054a75a750b5, http://www.albeiti.org/regjistri-i-koncensioneve-hidroenergjitike/
AL | Albania | Staravecka (also Backa ) / Backa 2 | Staravecke | Osum | Skrapar | Greenfield |  |  |  |  | 0 | 5 |  | Kroi Mbret Energji shpk | not identified |  |  | private | see Backa 1 | 2012 |  |  |  | concession awarded | N/A | [15 empty] | Not identified | Report on archeological survey for Backe-Staravecke cascade including HPPs C, D, 1, 2/1, 2/2 promoted by Kroi Mbret Energji shpk released on 24.09.2014. | http://www.asha.gov.al/wp-content/uploads/2014/06/69.Vendim-341-dt.-08.09.2014.pdf, http://planifikimi.gov.al/index.php?eID=dumpFile&t=f&f=2813&token=ae285810f8381300ce8a43eba2fc054a75a750b5, http://www.albeiti.org/regjistri-i-koncensioneve-hidroenergjitike/
AL | Albania | Staravecka (also Backa ) / Backa 3 / Backa A | Staravecke | Osum | Skrapar | Greenfield |  |  |  |  | 0 | 0.5 |  | Kroi Mbret Energji shpk | not identified |  |  | private | see Backa 1 | 2012 |  |  |  | concession awarded | N/A | [15 empty] | Not identified | Report on archeological survey for Backe-Staravecke cascade including HPPs C, D, 1, 2/1, 2/2 promoted by Kroi Mbret Energji shpk released on 24.09.2014. | http://www.asha.gov.al/wp-content/uploads/2014/06/69.Vendim-341-dt.-08.09.2014.pdf, http://planifikimi.gov.al/index.php?eID=dumpFile&t=f&f=2813&token=ae285810f8381300ce8a43eba2fc054a75a750b5, http://www.albeiti.org/regjistri-i-koncensioneve-hidroenergjitike/
AL | Albania | Staravecka (also Backa ) / Backa 4 / Backa B | Staravecke | Osum | Skrapar | Greenfield |  |  |  |  | 0 | 0.5 |  | Kroi Mbret Energji shpk | not identified |  |  | private | see Backa 1 | 2012 |  |  |  | concession awarded | N/A | [15 empty] | Not identified | Report on archeological survey for Backe-Staravecke cascade including HPPs C, D, 1, 2/1, 2/2 promoted by Kroi Mbret Energji shpk released on 24.09.2014. | http://www.asha.gov.al/wp-content/uploads/2014/06/69.Vendim-341-dt.-08.09.2014.pdf, http://planifikimi.gov.al/index.php?eID=dumpFile&t=f&f=2813&token=ae285810f8381300ce8a43eba2fc054a75a750b5, http://www.albeiti.org/regjistri-i-koncensioneve-hidroenergjitike/
AL | Albania | Staravecka (also Backa ) / Backa 5 /Backa C | Staravecke | Osum | Skrapar | Greenfield |  |  |  |  | 0 | 0.72 |  | Kroi Mbret Energji shpk | not identified |  |  | private | see Backa 1 | 2012 |  |  |  | concession awarded | N/A | [15 empty] | Not identified | Report on archeological survey for Backe-Staravecke cascade including HPPs C, D, 1, 2/1, 2/2 promoted by Kroi Mbret Energji shpk released on 24.09.2014. | http://www.asha.gov.al/wp-content/uploads/2014/06/69.Vendim-341-dt.-08.09.2014.pdf, http://planifikimi.gov.al/index.php?eID=dumpFile&t=f&f=2813&token=ae285810f8381300ce8a43eba2fc054a75a750b5, http://www.albeiti.org/regjistri-i-koncensioneve-hidroenergjitike/
AL | Albania | Gjoni, Blishta, Klosi, Domi, Luci, Shoshaj, Zenishti, Burreli concession / Gjoni |  | Mat | Bulqize | Greenfield |  |  |  |  | 0 | 4.6 |  | Mati Hydropower | Enso Hydro Energy (90.1%), Origo Hydropower (9.99%) | Austria |  | private | 8 | 2012 |  |  |  | concession awarded | N/A | [15 empty] | None | Enso doesn't mention the projects on its website and there is little information available. Assumed they are not financed yet. | http://www.albeiti.org/regjistri-i-koncensioneve-hidroenergjitike/, http://www.qkr.gov.al/kerko/kerko-ne-regjistrin-tregtar/kerko-per-subjekt/
AL | Albania | Gjoni, Blishta, Klosi, Domi, Luci, Shoshaj, Zenishti, Burreli concession / Blishta |  | Mat | Bulqize | Greenfield |  |  |  |  | 0 | 2.4 |  | Mati Hydropower | Enso Hydro Energy (90.1%), Origo Hydropower (9.99%) | Austria |  | private | see Gjoni | 2012 |  |  |  | concession awarded | N/A | [15 empty] | None | Enso doesn't mention the projects on its website and there is little information available. Assumed they are not financed yet. | http://www.albeiti.org/regjistri-i-koncensioneve-hidroenergjitike/, http://www.qkr.gov.al/kerko/kerko-ne-regjistrin-tregtar/kerko-per-subjekt/
AL | Albania | Gjoni, Blishta, Klosi, Domi, Luci, Shoshaj, Zenishti, Burreli concession / Klosi |  | Mat | Bulqize | Greenfield |  |  |  |  | 0 | 11 |  | Mati Hydropower | Enso Hydro Energy (90.1%), Origo Hydropower (9.99%) | Austria |  | private | see Gjoni | 2012 |  |  |  | concession awarded | N/A | [15 empty] | None | Enso doesn't mention the projects on its website and there is little information available. Assumed they are not financed yet. | http://www.albeiti.org/regjistri-i-koncensioneve-hidroenergjitike/, http://www.qkr.gov.al/kerko/kerko-ne-regjistrin-tregtar/kerko-per-subjekt/
AL | Albania | Gjoni, Blishta, Klosi, Domi, Luci, Shoshaj, Zenishti, Burreli concession / Domi |  | Mat | Bulqize | Greenfield |  |  |  |  | 0 | 2.2 |  | Mati Hydropower | Enso Hydro Energy (90.1%), Origo Hydropower (9.99%) | Austria |  | private | see Gjoni | 2012 |  |  |  | concession awarded | N/A | [15 empty] | None | Enso doesn't mention the projects on its website and there is little information available. Assumed they are not financed yet. | http://www.albeiti.org/regjistri-i-koncensioneve-hidroenergjitike/, http://www.qkr.gov.al/kerko/kerko-ne-regjistrin-tregtar/kerko-per-subjekt/
AL | Albania | Gjoni, Blishta, Klosi, Domi, Luci, Shoshaj, Zenishti, Burreli concession / Luci |  | Mat | Bulqize | Greenfield |  |  |  |  | 0 | 2.2 |  | Mati Hydropower | Enso Hydro Energy (90.1%), Origo Hydropower (9.99%) | Austria |  | private | see Gjoni | 2012 |  |  |  | concession awarded | N/A | [15 empty] | None | Enso doesn't mention the projects on its website and there is little information available. Assumed they are not financed yet. | http://www.albeiti.org/regjistri-i-koncensioneve-hidroenergjitike/, http://www.qkr.gov.al/kerko/kerko-ne-regjistrin-tregtar/kerko-per-subjekt/
AL | Albania | Gjoni, Blishta, Klosi, Domi, Luci, Shoshaj, Zenishti, Burreli concession / Shoshaj |  | Mat | Bulqize | Greenfield |  |  |  |  | 0 | 3 |  | Mati Hydropower | Enso Hydro Energy (90.1%), Origo Hydropower (9.99%) | Austria |  | private | see Gjoni | 2012 |  |  |  | concession awarded | N/A | [15 empty] | None | Enso doesn't mention the projects on its website and there is little information available. Assumed they are not financed yet. | http://www.albeiti.org/regjistri-i-koncensioneve-hidroenergjitike/, http://www.qkr.gov.al/kerko/kerko-ne-regjistrin-tregtar/kerko-per-subjekt/
AL | Albania | Gjoni, Blishta, Klosi, Domi, Luci, Shoshaj, Zenishti, Burreli concession / Zenishti |  | Mat | Bulqize | Greenfield |  |  |  |  | 0 | 3 |  | Mati Hydropower | Enso Hydro Energy (90.1%), Origo Hydropower (9.99%) | Austria |  | private | see Gjoni | 2012 |  |  |  | concession awarded | N/A | [15 empty] | None | Enso doesn't mention the projects on its website and there is little information available. Assumed they are not financed yet. | http://www.albeiti.org/regjistri-i-koncensioneve-hidroenergjitike/, http://www.qkr.gov.al/kerko/kerko-ne-regjistrin-tregtar/kerko-per-subjekt/
AL | Albania | Gjoni, Blishta, Klosi, Domi, Luci, Shoshaj, Zenishti, Burreli concession / Burreli |  | Mat | Bulqize | Greenfield |  |  |  |  | 0 | 3 |  | Mati Hydropower | Enso Hydro Energy (90.1%), Origo Hydropower (9.99%) | Austria |  | private | see Gjoni | 2012 |  |  |  | concession awarded | N/A | [15 empty] | None | Enso doesn't mention the projects on its website and there is little information available. Assumed they are not financed yet. | http://www.albeiti.org/regjistri-i-koncensioneve-hidroenergjitike/, http://www.qkr.gov.al/kerko/kerko-ne-regjistrin-tregtar/kerko-per-subjekt/
AL | Albania | Llenga cascade / Llenga 1 |  | Shkumbin | Velcan; Pogradec | Greenfield |  |  |  |  | 0 | 1.7 |  | HEC Llenge | not identified |  |  | private | 3 | 2012 |  |  |  | concession awarded | N/A | [15 empty] | Not identified | Report on archeological survey for Llenga 1-3 for Energjia Ekologjike shpk released on 04.02.2014. | http://www.bloomberg.com/profiles/companies/4417585Z:IM-istria-sviluppo-srl; http://www.empresite.it/ISTRIA-SVILUPPO-SRL-IN-LIQUIDAZIONE.html; http://www.asha.gov.al/wp-content/uploads/2014/06/5.Vendim.278-dt.04.02.2014.pdf, http://www.albeiti.org/regjistri-i-koncensioneve-hidroenergjitike/, http://www.ere.gov.al/doc/VENDIM_NR.198_2017.pdf
AL | Albania | Llenga cascade / Llenga 2 |  | Shkumbin | Velcan; Pogradec | Greenfield |  |  |  |  | 0 | 0.8 |  | HEC Llenge | not identified |  |  | private | see Llenga 1 | 2012 |  |  |  | concession awarded | N/A | [15 empty] | Not identified | Report on archeological survey for Llenga 1-3 for Energjia Ekologjike shpk released on 04.02.2014. | http://www.bloomberg.com/profiles/companies/4417585Z:IM-istria-sviluppo-srl; http://www.empresite.it/ISTRIA-SVILUPPO-SRL-IN-LIQUIDAZIONE.html; http://www.asha.gov.al/wp-content/uploads/2014/06/5.Vendim.278-dt.04.02.2014.pdf, http://www.albeiti.org/regjistri-i-koncensioneve-hidroenergjitike/, http://www.ere.gov.al/doc/VENDIM_NR.198_2017.pdf
AL | Albania | Llenga cascade / Llenga 3 |  | Shkumbin | Velcan; Pogradec | Greenfield |  |  |  |  | 0 | 0.4 |  | HEC Llenge | not identified |  |  | private | see Llenga 1 | 2012 |  |  |  | concession awarded | N/A | [15 empty] | Not identified | Report on archeological survey for Llenga 1-3 for Energjia Ekologjike shpk released on 04.02.2014. | http://www.bloomberg.com/profiles/companies/4417585Z:IM-istria-sviluppo-srl; http://www.empresite.it/ISTRIA-SVILUPPO-SRL-IN-LIQUIDAZIONE.html; http://www.asha.gov.al/wp-content/uploads/2014/06/5.Vendim.278-dt.04.02.2014.pdf, http://www.albeiti.org/regjistri-i-koncensioneve-hidroenergjitike/, http://www.ere.gov.al/doc/VENDIM_NR.198_2017.pdf
AL | Albania | Myhejan cascade / Myhejan 2 (also Muhejan) | Muhejanit | Drin | Tropoje; Kukes | Greenfield |  |  | Other protected area | Inside | 0 | 0.8 |  | Vildri | not identified |  |  | private | see Myhejan 1 | 2012 |  |  |  | concession awarded | N/A | [15 empty] | Not identified | Report on archeological survey for Muhejan 1-3 for Vidri shpk released on 115.01.2015. The project concession tender was subject of an appeal by the Dardania shpk and Konuda shpk on 28.02.2012 to the Tirana Civil Court. | http://www.imk.gov.al/wp-content/uploads/2014/12/Vendimi%20116.Dt.11.12.2014.pdf, http://www.albeiti.org/regjistri-i-koncensioneve-hidroenergjitike/
AL | Albania | Myhejan cascade / Myhejan 3 (also Muhejan) | Muhejanit | Drin | Tropoje; Kukes | Greenfield |  |  |  |  | 0 | 0.5 |  | Vildri | not identified |  |  | private | see Myhejan 1 | 2012 |  |  |  | concession awarded | N/A | [15 empty] | Not identified | Report on archeological survey for Muhejan 1-3 for Vidri shpk released on 115.01.2015. The project concession tender was subject of an appeal by the Dardania shpk and Konuda shpk on 28.02.2012 to the Tirana Civil Court. | http://www.imk.gov.al/wp-content/uploads/2014/12/Vendimi%20116.Dt.11.12.2014.pdf, http://www.albeiti.org/regjistri-i-koncensioneve-hidroenergjitike/
AL | Albania | Lefter cascade / Lefter 1 | Radatit | Vjosa | Leskovik; Kolonje; Korce | Greenfield |  |  |  |  | 0 | 0.55 |  | MP Energy shpk | not identified |  |  | private | 4 | 2012 |  |  |  | concession awarded | N/A | [15 empty] | Not identified | Report on archeological survey for Lefter 1, 2A, 2B, 3 for MP Energy shpk released on 13.05.2015. On 27.10.2014 a permit on Lefter cascade released by Ministry of Culture. | http://www.imk.gov.al/wp-content/uploads/2014/12/Vendimi%2086.Dt.27.10.2014.pdf; http://www.asha.gov.al/wp-content/uploads/2015/02/44.-Vendim-Nr-44-dt.13.052015-HEC-Lefter-1-2A-dhe-2B-dhe-3-Kolonje-Korce-.pdf, http://www.albeiti.org/regjistri-i-koncensioneve-hidroenergjitike/
AL | Albania | Lefter cascade / Lefter 2A | Radatit | Vjosa | Leskovik; Kolonje; Korce | Greenfield |  |  |  |  | 0 | 0.19 |  | MP Energy shpk | not identified |  |  | private | see Lefter 1 | 2012 |  |  |  | concession awarded | N/A | [15 empty] | Not identified | Report on archeological survey for Lefter 1, 2A, 2B, 3 for MP Energy shpk released on 13.05.2015. On 27.10.2014 a permit on Lefter cascade released by Ministry of Culture. | http://www.imk.gov.al/wp-content/uploads/2014/12/Vendimi%2086.Dt.27.10.2014.pdf; http://www.asha.gov.al/wp-content/uploads/2015/02/44.-Vendim-Nr-44-dt.13.052015-HEC-Lefter-1-2A-dhe-2B-dhe-3-Kolonje-Korce-.pdf, http://www.albeiti.org/regjistri-i-koncensioneve-hidroenergjitike/
AL | Albania | Lefter cascade / Lefter 2B | Radatit | Vjosa | Leskovik; Kolonje; Korce | Greenfield |  |  |  |  | 0 | 0.26 |  | MP Energy shpk | not identified |  |  | private | see Lefter 1 | 2012 |  |  |  | concession awarded | N/A | [15 empty] | Not identified | Report on archeological survey for Lefter 1, 2A, 2B, 3 for MP Energy shpk released on 13.05.2015. On 27.10.2014 a permit on Lefter cascade released by Ministry of Culture. | http://www.imk.gov.al/wp-content/uploads/2014/12/Vendimi%2086.Dt.27.10.2014.pdf; http://www.asha.gov.al/wp-content/uploads/2015/02/44.-Vendim-Nr-44-dt.13.052015-HEC-Lefter-1-2A-dhe-2B-dhe-3-Kolonje-Korce-.pdf, http://www.albeiti.org/regjistri-i-koncensioneve-hidroenergjitike/
AL | Albania | Lefter cascade / Lefter 3 | Radatit | Vjosa | Leskovik; Kolonje; Korce | Greenfield |  |  |  |  | 0 | 0.25 |  | MP Energy shpk | not identified |  |  | private | see Lefter 1 | 2012 |  |  |  | concession awarded | N/A | [15 empty] | Not identified | Report on archeological survey for Lefter 1, 2A, 2B, 3 for MP Energy shpk released on 13.05.2015. On 27.10.2014 a permit on Lefter cascade released by Ministry of Culture. | http://www.imk.gov.al/wp-content/uploads/2014/12/Vendimi%2086.Dt.27.10.2014.pdf; http://www.asha.gov.al/wp-content/uploads/2015/02/44.-Vendim-Nr-44-dt.13.052015-HEC-Lefter-1-2A-dhe-2B-dhe-3-Kolonje-Korce-.pdf, http://www.albeiti.org/regjistri-i-koncensioneve-hidroenergjitike/
AL | Albania | Vokopola cascade - Vokopola 1 |  | Osum | Skrapar | Greenfield |  |  |  |  | 0 | 0.9 |  | Vokopola Enegji | not identified |  |  | private | 3 | 2013 |  |  |  | concession awarded | N/A | [15 empty] | Not identified |  | http://www.albeiti.org/regjistri-i-koncensioneve-hidroenergjitike/
AL | Albania | Vokopola cascade - Vokopola 2 |  | Osum | Skrapar | Greenfield |  |  |  |  | 0 | 1.9 |  | Vokopola Enegji | not identified |  |  | private | 3 | 2013 |  |  |  | concession awarded | N/A | [15 empty] | Not identified |  | http://www.albeiti.org/regjistri-i-koncensioneve-hidroenergjitike/
AL | Albania | Vokopola cascade - Vokopola 3 |  | Osum | Skrapar | Greenfield |  |  |  |  | 0 | 1.9 |  | Vokopola Enegji | not identified |  |  | private | 3 | 2013 |  |  |  | concession awarded | N/A | [15 empty] | Not identified |  | http://www.albeiti.org/regjistri-i-koncensioneve-hidroenergjitike/
AL | Albania | Runja |  | Drin i Zi | Peshkopi | Greenfield |  |  |  |  | 0 | 2 |  | Muhurr Energy | not identified |  |  | private | 1 | 2013 |  |  |  | concession awarded | N/A | [15 empty] | Not identified |  | http://www.albeiti.org/regjistri-i-koncensioneve-hidroenergjitike/
AL | Albania | Denas |  | Devoll | Lekas; Korce | Greenfield |  |  |  |  | 0 | 10.998 |  | Denas Power shpk | not identified |  |  | private | 1 | 2013 |  |  |  | concession awarded | N/A | [15 empty] | Not identified | Report on archeological survey on Denas promoted by Denas Power shpk released on 30.06.2014. Between March 15-September 15, 2013 Denas Power represented by Marsel Rexha was granted an environmental permit for the construction of a HPP in Lekas, Korce. Possibly financed by Societe Generale http://www.ere.gov.al/doc/Raporti_Vjetor_2016.pdf | http://www.asha.gov.al/wp-content/uploads/2014/06/55.Vendim-328-dt.23.06.2014.pdf, http://www.albeiti.org/regjistri-i-koncensioneve-hidroenergjitike/
AL | Albania | Zheja cascade / Zheja 1 |  | Mat | Mamurras; Kurbin; Lezhe | Greenfield |  |  |  |  | 0 | 0.25 |  | Clas-As Energy | not identified |  |  | private | 2 | 2013 |  |  |  | concession awarded | N/A | [15 empty] | Not identified | On 05.03.2015 a permit on Zheja cascade released by Ministry of Culture. | http://www.imk.gov.al/wp-content/uploads/2015/04/vendim-25-dt-.05.03.2015.pdf, http://www.albeiti.org/regjistri-i-koncensioneve-hidroenergjitike/
AL | Albania | Zheja cascade / Zheja 2 |  | Mat | Mamurras; Kurbin; Lezhe | Greenfield |  |  |  |  | 0 | 0.28 |  | Clas-As Energy | not identified |  |  | private | see Zheja 1 | 2013 |  |  |  | concession awarded | N/A | [15 empty] | Not identified | On 05.03.2015 a permit on Zheja cascade released by Ministry of Culture. | http://www.imk.gov.al/wp-content/uploads/2015/04/vendim-25-dt-.05.03.2015.pdf, http://www.albeiti.org/regjistri-i-koncensioneve-hidroenergjitike/
AL | Albania | Vranisht, Stopan, Grapsh - Zicisht, Hocisht concession / Vranisht |  | Devoll |  | Greenfield |  |  |  |  | 0 | 0.18 |  | Begem Energji | not identified |  |  | private | 4 | 2013 |  |  |  | concession awarded | N/A | [15 empty] | Not identified |  | http://www.albeiti.org/regjistri-i-koncensioneve-hidroenergjitike/
AL | Albania | Vranisht, Stopan, Grapsh - Zicisht, Hocisht concession / Stopan |  | Devoll |  | Greenfield |  |  | National strict protected area Emerald | Inside | 0 | 0.16 |  | Begem Energji | not identified |  |  | private | see Vranisht | 2013 |  |  |  | concession awarded | N/A | [15 empty] | Not identified |  | http://www.albeiti.org/regjistri-i-koncensioneve-hidroenergjitike/
AL | Albania | Vranisht, Stopan, Grapsh - Zicisht, Hocisht concession / Grapsh - Zicisht |  | Devoll |  | Greenfield |  |  |  |  | 0 | 0.34 |  | Begem Energji | not identified |  |  | private | see Vranisht | 2013 |  |  |  | concession awarded | N/A | [15 empty] | Not identified |  | http://www.albeiti.org/regjistri-i-koncensioneve-hidroenergjitike/
AL | Albania | Vranisht, Stopan, Grapsh - Zicisht, Hocisht concession / Hocisht |  | Devoll |  | Greenfield |  |  |  |  | 0 | 0.29 |  | Begem Energji | not identified |  |  | private | see Vranisht | 2013 |  |  |  | concession awarded | N/A | [15 empty] | Not identified |  | http://www.albeiti.org/regjistri-i-koncensioneve-hidroenergjitike/
AL | Albania | Cangonj |  | Devoll | Korce | Greenfield |  |  |  |  | 0 | 0.3 |  | Hidrocentrali Cangonj | not identified |  |  | private | 1 | 2013 |  |  |  | concession awarded | N/A | [15 empty] | Not identified |  | http://www.albeiti.org/regjistri-i-koncensioneve-hidroenergjitike/
AL | Albania | Guri I Kuq cascade / Guri I Kuq 1/1 |  | Osum | Skrapar | Greenfield |  |  |  |  | 0 | 0.79 |  | L&G Energy | not identified |  |  | private | 2 | 2013 |  |  |  | concession awarded | N/A | [15 empty] | Not identified |  | http://www.albeiti.org/regjistri-i-koncensioneve-hidroenergjitike/
AL | Albania | Guri I Kuq cascade / Guri I Kuq 1/2 |  | Osum | Skrapar | Greenfield |  |  |  |  | 0 | 1 |  | L&G Energy | not identified |  |  | private | see Guri I Kuq 1/1 | 2013 |  |  |  | concession awarded | N/A | [15 empty] | Not identified |  | http://www.albeiti.org/regjistri-i-koncensioneve-hidroenergjitike/
AL | Albania | Shpella Poshte cascade / Shpella Poshte 2 |  | Shkumbin | Shpellë; Mokrës; Pogradec | Greenfield |  |  |  |  | 0 | 0.43 |  | Liria Energji shpk | not identified |  |  | private | 2 | 2013 |  |  |  | concession awarded | N/A | [15 empty] | Not identified | Report from archaeological survey on Shpella 1 and 2 released on August 28, 2014. Report from archaeological survey on Shpella Poshte 2 and 3 promoted by Iliria Energji shpk released on 24.06. 2014. | http://ere.gov.al/doc/raportivjetor2012.pdf; http://www.asha.gov.al/hec-shpella/; http://www.asha.gov.al/wp-content/uploads/2014/06/48.Vendim-321-dt.04.06.2014.pdf http://www.albeiti.org/regjistri-i-koncensioneve-hidroenergjitike/
AL | Albania | Shpella Poshte cascade / Shpella Poshte 3 |  | Shkumbin | Shpellë; Mokrës; Pogradec | Greenfield |  |  |  |  | 0 | 1.2 |  | Liria Energji shpk | not identified |  |  | private | see Shpella Poshte 2 | 2013 |  |  |  | concession awarded | N/A | [15 empty] | Not identified | Report from archaeological survey on Shpella 1 and 2 released on August 28, 2014. Report from archaeological survey on Shpella Poshte 2 and 3 promoted by Iliria Energji shpk released on 24.06. 2014. | http://www.asha.gov.al/wp-content/uploads/2014/06/48.Vendim-321-dt.04.06.2014.pdf http://www.albeiti.org/regjistri-i-koncensioneve-hidroenergjitike/
AL | Albania | Malla | Molla e Lures | Drin-Bune | Diber | Greenfield |  |  |  |  | 5.455 | 0 |  | Gjurr Rec shpk | MARSIAN SERVICE |  |  | private | 1 | 2013 |  |  |  | operational<5 | 2014 | [15 empty] | Not identified | Between March 15-September 15, 2013 Gjurr Rec represented by Petrit Doda was granted an environmental permit for the construction of a HPP in Diber. Banka Kombetare Tregtare provided a loan of ALL 135.000.000 but extended after the operation has started. | http://www.qkr.gov.al/search/search-in-trade-register/search-for-subject/, http://www.albeiti.org/regjistri-i-koncensioneve-hidroenergjitike/
AL | Albania | Driza |  | Bistrice | Vlore | Greenfield |  |  |  |  | 2.2 | 0 |  | Mesopotam Energy | not identified |  |  | private | 2 | 2013 |  |  |  | operational<5 | 2015 | [9 empty] | ProCredit Bank (Albania) | Invested |  |  |  |  | Yes | It is not 100 percent clear that the concession previously given to Ed konstruksion & ”Equala” sh.p.k. is for the same plant as the one that has been opened by Mesopotam Energy but it has the same capacity and as there is a further Driza 1 in Tepelene which is definitely not the same one it is assumed that these two are at least the same. | www.premiereservices.al/assets/vendor/pdf/HEC.pdf, http://infoalbania.al/perurohet-driza-hec-investim-i-mundesuar-nga-procredit-bank/ http://www.ere.gov.al/doc/Raporti_Vjetor_ERE_2015.pdf
AL | Albania | Zalli i Qarrishtes cascade HEC 1 | Zalli i Qarrishtes | Shkumbin | Elbasan | Greenfield |  | Shebenik-Jabllanice National Park | National Park | Inside | 0 | 6.9 |  | Gizavesh Energy Albania shpk | not identified |  |  | private | 5 | 2013 |  |  |  | concession awarded | N/A | [15 empty] | Not identified | Report on archaelogical survey on HPP on Zalli i Qarrishtes promoted by Gizavesh Energy Albania shpk released on 11.02.2014. | http://www.asha.gov.al/wp-content/uploads/2014/06/11.Vendim.284-dt.11.02.2014.pdf released on 11.02.2014. http://www.albeiti.org/regjistri-i-koncensioneve-hidroenergjitike/
AL | Albania | Zalli i Qarrishtes cascade HEC 2 | Zalli i Qarrishtes | Shkumbin | Elbasan | Greenfield |  | Shebenik-Jabllanice National Park | National Park | Inside | 0 | 10 |  | Gizavesh Energy Albania shpk | not identified |  |  | private | 5 | 2013 |  |  |  | concession awarded | N/A | [15 empty] | Not identified | Report on archaelogical survey on HPP on Zalli i Qarrishtes promoted by Gizavesh Energy Albania shpk released on 11.02.2014. Not clear if the whole cascade is in the National Park or only some plants. | http://www.asha.gov.al/wp-content/uploads/2014/06/11.Vendim.284-dt.11.02.2014.pdf released on 11.02.2014. http://www.albeiti.org/regjistri-i-koncensioneve-hidroenergjitike/
AL | Albania | Zalli i Qarrishtes cascade HEC 3 | Zalli i Qarrishtes | Shkumbin | Elbasan | Greenfield |  | Shebenik-Jabllanice National Park | National Park | Inside | 0 | 7.4 |  | Gizavesh Energy Albania shpk | not identified |  |  | private | 5 | 2013 |  |  |  | concession awarded | N/A | [15 empty] | Not identified | Report on archaelogical survey on HPP on Zalli i Qarrishtes promoted by Gizavesh Energy Albania shpk released on 11.02.2014. Not clear if the whole cascade is in the National Park or only some plants. | http://www.asha.gov.al/wp-content/uploads/2014/06/11.Vendim.284-dt.11.02.2014.pdf released on 11.02.2014. http://www.albeiti.org/regjistri-i-koncensioneve-hidroenergjitike/
AL | Albania | Zalli i Qarrishtes cascade HEC 4 | Zalli i Qarrishtes | Shkumbin | Elbasan | Greenfield |  | Shebenik-Jabllanice National Park | National Park | Inside | 0 | Unclear |  | Gizavesh Energy Albania shpk | not identified |  |  | private | 5 | 2013 |  |  |  | concession awarded | N/A | [15 empty] | Not identified | Report on archaelogical survey on HPP on Zalli i Qarrishtes promoted by Gizavesh Energy Albania shpk released on 11.02.2014. Not clear if the whole cascade is in the National Park or only some plants. | http://www.asha.gov.al/wp-content/uploads/2014/06/11.Vendim.284-dt.11.02.2014.pdf released on 11.02.2014. http://www.albeiti.org/regjistri-i-koncensioneve-hidroenergjitike/
AL | Albania | Zalli i Qarrishtes cascade HEC 5 | Zalli i Qarrishtes | Shkumbin | Elbasan | Greenfield |  | Shebenik-Jabllanice National Park | National Park | Inside | 0 | 37.5 |  | Gizavesh Energy Albania shpk | not identified |  |  | private | 5 | 2013 |  |  |  | concession awarded | N/A | [15 empty] | Not identified | Report on archaelogical survey on HPP on Zalli i Qarrishtes promoted by Gizavesh Energy Albania shpk released on 11.02.2014. Not clear if the whole cascade is in the National Park or only some plants. | http://www.asha.gov.al/wp-content/uploads/2014/06/11.Vendim.284-dt.11.02.2014.pdf released on 11.02.2014. http://www.albeiti.org/regjistri-i-koncensioneve-hidroenergjitike/
AL | Albania | Shkopet cascade / Shkopet 2 | Mat | Milot; Kurbin | Lezhe | Greenfield |  |  |  |  | 0 | 13 |  | Albanian Hydropower 2013 | not identified |  |  | private | 2 | 2013 |  |  |  | concession awarded | N/A | [15 empty] | None | LItigation case/appeal on the projects filed by Albanian Hydropower 2013 shpk against National Agency of Natural Resources on 23.03.2015. | http://www.albeiti.org/regjistri-i-koncensioneve-hidroenergjitike/, http://www.gjykataadministrativeeapelit.al/detajeteceshtjes3.php/?id=%2012398
AL | Albania | Shkopet cascade / Shkopet 3 | Mat | Milot; Kurbin | Lezhe | Greenfield |  |  |  |  | 0 | 10 |  | Albanian Hydropower 2013 | not identified |  |  | private | see Shkopet 2 | 2013 |  |  |  | concession awarded | N/A | [15 empty] | None | LItigation case/appeal on the projects filed by Albanian Hydropower 2013 shpk against National Agency of Natural Resources on 23.03.2015. | http://www.albeiti.org/regjistri-i-koncensioneve-hidroenergjitike/, http://www.gjykataadministrativeeapelit.al/detajeteceshtjes3.php/?id=%2012398
AL | Albania | Shkopet cascade / Shkopet 4 | Mat | Milot; Kurbin | Lezhe | Greenfield |  |  |  |  | 0 | Unclear |  | Albanian Hydropower 2013 | not identified |  |  | private | see Shkopet 2 | 2013 |  |  |  | concession awarded | N/A | [15 empty] | None | LItigation case/appeal on the projects filed by Albanian Hydropower 2013 shpk against National Agency of Natural Resources on 23.03.2015. | http://www.albeiti.org/regjistri-i-koncensioneve-hidroenergjitike/
AL | Albania | Shutri |  |  |  | Greenfield |  |  |  |  | 0 | 1.3 |  | Pashkashesh shpk; Aurora Konstruksion shpk; Arilta B shpk | not identified |  |  | private | 1 | 2013 |  |  |  | concession awarded | N/A | [15 empty] | None | Contract annulled. | http://www.albeiti.org/regjistri-i-koncensioneve-hidroenergjitike/
AL | Albania | Quku cascade / Quku 1 | Shkumbin |  | Librazhd | Greenfield |  |  | National park | Inside | 0 | 0.7 |  | Hec Quku shpk | not identified |  |  | private | 2 | 2013 |  |  |  | concession awarded | N/A | [15 empty] | Not identified | Report on archeological survey released by Hec Quku shpk on Quku 1 and Quku 2 HPPs released on 15.07.2014. | http://www.asha.gov.al/wp-content/uploads/2014/06/Vendimi-330-date-15.07.2014-HEC-Quku.pdf, http://www.albeiti.org/regjistri-i-koncensioneve-hidroenergjitike/
AL | Albania | Quku cascade / Quku 2 | Shkumbin |  | Librazhd | Greenfield |  |  | Other protected area | Inside | 0 | 1.3 |  | Hec Quku shpk | not identified |  |  | private | see Quku 1 | 2013 |  |  |  | concession awarded | N/A | [15 empty] | Not identified | Report on archeological survey released by Hec Quku shpk on Quku 1 and Quku 2 HPPs released on 15.07.2014. | http://www.asha.gov.al/wp-content/uploads/2014/06/Vendimi-330-date-15.07.2014-HEC-Quku.pdf, http://www.albeiti.org/regjistri-i-koncensioneve-hidroenergjitike/
AL | Albania | Nishan |  | Devoll | Korce | Greenfield |  |  |  |  | 0 | 2.3 |  | F&F | not identified |  |  | private | 1 | 2013 |  |  |  | concession awarded | N/A | [15 empty] | None |  | http://www.albeiti.org/regjistri-i-koncensioneve-hidroenergjitike/
AL | Albania | Potam 1 |  |  | Sarande | Greenfield |  |  |  |  | 0 | 2.2 |  | Hidropotam | not identified |  |  | private | 1 | 2013 |  |  |  | concession awarded | N/A | [15 empty] | None |  | http://www.albeiti.org/regjistri-i-koncensioneve-hidroenergjitike/
AL | Albania | Potam 2 |  |  | Sarande | Greenfield |  |  |  |  | 0 | 1.2 |  | Hidropotam | not identified |  |  | private | 1 | 2013 |  |  |  | concession awarded | N/A | [15 empty] | None |  | http://www.albeiti.org/regjistri-i-koncensioneve-hidroenergjitike/
AL | Albania | Gavran cascade / Gavran |  | Shkumbin | Librazhd; Elbasan | Greenfield |  |  |  |  | 1 | 0 |  | Gavran Energy shpk | IDI 2005 |  |  | private | 2 | 2013 |  |  |  | operational<5 | 2016 | [15 empty] | Not identified | Report on archaeological survey for Gavran Energy shpk on Gavran 1 and 2 released on 11.02.2014. | http://www.mjedisi.gov.al/files/userfiles/Buletini_Mujor/BULETINI_MARS_2014.pdf; http://www.asha.gov.al/vendime-2014/, http://www.albeiti.org/regjistri-i-koncensioneve-hidroenergjitike/, http://www.ere.gov.al/doc/Raporti_Vjetor_2016.pdf
AL | Albania | Gavran cascade / Gavran 1 |  | Shkumbin | Librazhd; Elbasan | Greenfield |  |  |  |  | 1.2 | 0 |  | Gavran Energy shpk | IDI 2005 |  |  | private | see Gavran | 2013 |  |  |  | operational<5 | 2016 | [15 empty] | Not identified | Report on archaeological survey for Gavran Energy shpk on Gavran 1 and 2 released on 11.02.2014. | http://www.mjedisi.gov.al/files/userfiles/Buletini_Mujor/BULETINI_MARS_2014.pdf; http://www.asha.gov.al/vendime-2014/, http://www.albeiti.org/regjistri-i-koncensioneve-hidroenergjitike/, http://www.ere.gov.al/doc/Raporti_Vjetor_2016.pdf
AL | Albania | Bersh 1 |  | Mat | Burrel | Greenfield |  |  |  |  | 0 | 1.5 |  | SBM Group shpk | not identified |  |  | private | 2 | 2013 |  |  |  | concession awarded | N/A | [15 empty] | Not identified |  | http://www.scan-tv.com/fshati-fat-ne-shqiperi-lum-investimesh-ne-guri-bardhe-te-matit-vjen-kerkesa-per-hec-e-dyte/ http://www.albeiti.org/regjistri-i-koncensioneve-hidroenergjitike/
AL | Albania | Bersh 2 |  | Mat | Burrel | Greenfield |  |  |  |  | 0 | 0.7 |  | SBM Group shpk | not identified |  |  | private | see Bershi | 2013 |  |  |  | concession awarded | N/A | [15 empty] | Not identified |  | http://www.scan-tv.com/fshati-fat-ne-shqiperi-lum-investimesh-ne-guri-bardhe-te-matit-vjen-kerkesa-per-hec-e-dyte/ http://www.albeiti.org/regjistri-i-koncensioneve-hidroenergjitike/
AL | Albania | Zalle Xhuxh cascade / Zalle Xhuxh 1 |  | Fan | Mirdite | Greenfield |  |  |  |  | 0 | 0.6 |  | Zall Xhuxhe | not identified |  |  | private | 2 | 2013 |  |  |  | concession awarded | N/A | [15 empty] | Not identified |  | http://www.albeiti.org/regjistri-i-koncensioneve-hidroenergjitike/
AL | Albania | Zalle Xhuxh cascade / Zalle Xhuxh 2 |  | Fan | Mirdite | Greenfield |  |  |  |  | 0 | 0.4 |  | Zall Xhuxhe | not identified |  |  | private | see Zalle Xhuxh 1 | 2013 |  |  |  | concession awarded | N/A | [15 empty] | Not identified |  | http://www.albeiti.org/regjistri-i-koncensioneve-hidroenergjitike/
AL | Albania | Vernik cascade / Vernik 1 | Smokthina also Smothkine | Vjosa | Vlora | Greenfield |  |  |  |  | 0 | 0.6 |  | HEC Vernik shpk | Fondi ERPA | Unclear | Paulin Rranzi, Pariel Invest, | private | 4 | 2013 |  |  |  | concession awarded | N/A | [15 empty] | Not identified | Report on archaeological survey on Vernik 1-4 promoted by HEC Vernik shpk released on 18.04.2014. | http://www.asha.gov.al/wp-content/uploads/2014/06/31.Vendim.304-dt.18.04.2014.pdf,http://www.albeiti.org/regjistri-i-koncensioneve-hidroenergjitike/, http://www.qkr.gov.al/kerko/kerko-ne-regjistrin-tregtar/kerko-per-subjekt/
AL | Albania | Vernik cascade / Vernik 2 | Smokthina also Smothkine | Vjosa | Vlora | Greenfield |  |  |  |  | 0 | 1.7 |  | HEC Vernik shpk | Fondi ERPA | Unclear | Paulin Rranzi, Pariel Invest, | private | see Vernik 1 | 2013 |  |  |  | concession awarded | N/A | [15 empty] | Not identified | Report on archaeological survey on Vernik 1-4 promoted by HEC Vernik shpk released on 18.04.2014. | http://www.asha.gov.al/wp-content/uploads/2014/06/31.Vendim.304-dt.18.04.2014.pdf,http://www.albeiti.org/regjistri-i-koncensioneve-hidroenergjitike/, http://www.qkr.gov.al/kerko/kerko-ne-regjistrin-tregtar/kerko-per-subjekt/
AL | Albania | Vernik cascade / Vernik 3 | Smokthina also Smothkine | Vjosa | Vlora | Greenfield |  |  |  |  | 0 | 6.4 |  | HEC Vernik shpk | Fondi ERPA | Unclear | Paulin Rranzi, Pariel Invest, | private | see Vernik 1 | 2013 |  |  |  | concession awarded | N/A | [15 empty] | Not identified | Report on archaeological survey on Vernik 1-4 promoted by HEC Vernik shpk released on 18.04.2014. | http://www.asha.gov.al/wp-content/uploads/2014/06/31.Vendim.304-dt.18.04.2014.pdf,http://www.albeiti.org/regjistri-i-koncensioneve-hidroenergjitike/, http://www.qkr.gov.al/kerko/kerko-ne-regjistrin-tregtar/kerko-per-subjekt/
AL | Albania | Vernik cascade / Vernik 4 | Smokthina also Smothkine | Vjosa | Vlora | Greenfield |  |  |  |  | 0 | 2.2 |  | HEC Vernik shpk | Fondi ERPA | Unclear | Paulin Rranzi, Pariel Invest, | private | see Vernik 1 | 2013 |  |  |  | concession awarded | N/A | [15 empty] | Not identified | Report on archaeological survey on Vernik 1-4 promoted by HEC Vernik shpk released on 18.04.2014. | http://www.asha.gov.al/wp-content/uploads/2014/06/31.Vendim.304-dt.18.04.2014.pdf,http://www.albeiti.org/regjistri-i-koncensioneve-hidroenergjitike/, http://www.qkr.gov.al/kerko/kerko-ne-regjistrin-tregtar/kerko-per-subjekt/
AL | Albania | Bigas Veleshnje - Bigas 1 |  | Osum | Skrapar | Greenfield |  |  |  |  | 0 | 0.3 |  | HP Bigas dhe Veleshnje ENERGY | not identified |  |  | private | not specified | 2013 |  |  |  | concession awarded | N/A | [15 empty] | Not identified | Decision of the Commission for considering applications for Environmental Impact Assessment in April 2015. Early 2018 environmental permit appears to have been cancelled. | http://akm.gov.al/assets/vendimet-e-komisionit-te-shqyrtimit-te-aplikimeve-per-vleresimin-e-ndikimit-ne-mjedis-18-date--27.04.2015.pdf, http://www.albeiti.org/regjistri-i-koncensioneve-hidroenergjitike/, w.koha.net/arberi/75743/anulohen-lejet-per-ndertimin-e-dy-hec-eve-mbi-kanionet-e-osumit/
AL | Albania | Bigas Veleshnje - Bigas 2 |  | Osum | Skrapar | Greenfield |  |  |  |  | 0 | 0.3 |  | HP Bigas dhe Veleshnje ENERGY | not identified |  |  | private | not specified | 2013 |  |  |  | concession awarded | N/A | [15 empty] | Not identified | Decision of the Commission for considering applications for Environmental Impact Assessment in April 2015. Early 2018 environmental permit appears to have been cancelled. | http://akm.gov.al/assets/vendimet-e-komisionit-te-shqyrtimit-te-aplikimeve-per-vleresimin-e-ndikimit-ne-mjedis-18-date--27.04.2015.pdf, http://www.albeiti.org/regjistri-i-koncensioneve-hidroenergjitike/, w.koha.net/arberi/75743/anulohen-lejet-per-ndertimin-e-dy-hec-eve-mbi-kanionet-e-osumit/
AL | Albania | Bigas Veleshnje - Veleshnje |  | Osum | Skrapar | Greenfield |  |  |  |  | 0 | 0.3 |  | HP Bigas dhe Veleshnje ENERGY | not identified |  |  | private | not specified | 2013 |  |  |  | concession awarded | N/A | [15 empty] | Not identified | Decision of the Commission for considering applications for Environmental Impact Assessment in April 2015. Early 2018 environmental permit appears to have been cancelled. | http://akm.gov.al/assets/vendimet-e-komisionit-te-shqyrtimit-te-aplikimeve-per-vleresimin-e-ndikimit-ne-mjedis-18-date--27.04.2015.pdf, http://www.albeiti.org/regjistri-i-koncensioneve-hidroenergjitike/, w.koha.net/arberi/75743/anulohen-lejet-per-ndertimin-e-dy-hec-eve-mbi-kanionet-e-osumit/
AL | Albania | Gjader cascade / Gjader 1/1 | Gjader | Drin | Puke; Lezhe dhe Skoder | Greenfield |  |  |  |  | 0 | 2 |  | S.P.E. Gjader | not identified |  |  | private |  | 2013 |  |  |  | concession awarded | N/A | [5 empty] | International Finance Corporation (IFC) | Completed | advisory services | [7 empty] | Not identified | Report on archeological survervey on Gjader 1/1, 1/2, 2-6 promoted by S.P.E. Gjader release on 24.09.2014. | http://www.asha.gov.al/wp-content/uploads/2014/06/68.Vendim-340-dt.-08.09.2014.pdf; https://www.worldbank.org/content/dam/Worldbank/document/eca/Albania-Snapshot.pdf, http://www.albeiti.org/regjistri-i-koncensioneve-hidroenergjitike/
AL | Albania | Gjader cascade / Gjader 1/2 | Gjader | Drin | Puke; Lezhe dhe Skoder | Greenfield |  |  |  |  | 0 | 4.1 |  | S.P.E. Gjader | not identified |  |  | private |  | 2013 |  |  |  | concession awarded | N/A | [5 empty] | International Finance Corporation (IFC) | Completed | advisory services | [7 empty] | Not identified | Report on archeological survervey on Gjader 1/1, 1/2, 2-6 promoted by S.P.E. Gjader release on 24.09.2014. | http://www.asha.gov.al/wp-content/uploads/2014/06/68.Vendim-340-dt.-08.09.2014.pdf; https://www.worldbank.org/content/dam/Worldbank/document/eca/Albania-Snapshot.pdf, http://www.albeiti.org/regjistri-i-koncensioneve-hidroenergjitike/
AL | Albania | Gjader cascade / Gjader 2 | Gjader | Drin | Puke; Lezhe dhe Skoder | Greenfield |  |  |  |  | 0 | 2.5 |  | S.P.E. Gjader | not identified |  |  | private |  | 2013 |  |  |  | concession awarded | N/A | [5 empty] | International Finance Corporation (IFC) | Completed | advisory services | [7 empty] | Not identified | Report on archeological survervey on Gjader 1/1, 1/2, 2-6 promoted by S.P.E. Gjader release on 24.09.2014. | http://www.asha.gov.al/wp-content/uploads/2014/06/68.Vendim-340-dt.-08.09.2014.pdf; https://www.worldbank.org/content/dam/Worldbank/document/eca/Albania-Snapshot.pdf, http://www.albeiti.org/regjistri-i-koncensioneve-hidroenergjitike/
AL | Albania | Gjader cascade / Gjader 3 | Gjader | Drin | Puke; Lezhe dhe Skoder | Greenfield |  |  |  |  | 0 | 3.2 |  | S.P.E. Gjader | not identified |  |  | private |  | 2013 |  |  |  | concession awarded | N/A | [5 empty] | International Finance Corporation (IFC) | Completed | advisory services | [7 empty] | Not identified | Report on archeological survervey on Gjader 1/1, 1/2, 2-6 promoted by S.P.E. Gjader release on 24.09.2014. | http://www.asha.gov.al/wp-content/uploads/2014/06/68.Vendim-340-dt.-08.09.2014.pdf; https://www.worldbank.org/content/dam/Worldbank/document/eca/Albania-Snapshot.pdf, http://www.albeiti.org/regjistri-i-koncensioneve-hidroenergjitike/
AL | Albania | Gjader cascade / Gjader 4 | Gjader | Drin | Puke; Lezhe dhe Skoder | Greenfield |  |  |  |  | 0 | 3 |  | S.P.E. Gjader | not identified |  |  | private |  | 2013 |  |  |  | concession awarded | N/A | [5 empty] | International Finance Corporation (IFC) | Completed | advisory services | [7 empty] | Not identified | Report on archeological survervey on Gjader 1/1, 1/2, 2-6 promoted by S.P.E. Gjader release on 24.09.2014. | http://www.asha.gov.al/wp-content/uploads/2014/06/68.Vendim-340-dt.-08.09.2014.pdf; https://www.worldbank.org/content/dam/Worldbank/document/eca/Albania-Snapshot.pdf, http://www.albeiti.org/regjistri-i-koncensioneve-hidroenergjitike/
AL | Albania | Gjader cascade / Gjader 5-6 | Gjader | Drin | Puke; Lezhe dhe Skoder | Greenfield |  |  |  |  | 0 | 2.5 |  | S.P.E. Gjader | not identified |  |  | private |  | 2013 |  |  |  | concession awarded | N/A | [5 empty] | International Finance Corporation (IFC) | Completed | advisory services | [7 empty] | Not identified | Report on archeological survervey on Gjader 1/1, 1/2, 2-6 promoted by S.P.E. Gjader release on 24.09.2014. The capacity is given only for 5 and 6 together in the EITIT 2016 concession list. Alo the IFC mentions a total of 7 plants. So it assumed 5 and 6 are merged. | http://www.asha.gov.al/wp-content/uploads/2014/06/68.Vendim-340-dt.-08.09.2014.pdf; https://www.worldbank.org/content/dam/Worldbank/document/eca/Albania-Snapshot.pdf, http://www.albeiti.org/regjistri-i-koncensioneve-hidroenergjitike/
AL | Albania | Gjader cascade / Gjader 7 | Gjader | Drin | Puke; Lezhe dhe Skoder | Greenfield |  |  |  |  | 0 | 4 |  | S.P.E. Gjader | not identified |  |  | private |  | 2013 |  |  |  | concession awarded | N/A | [5 empty] | International Finance Corporation (IFC) | Completed | advisory services | [7 empty] | Not identified | Report on archeological survervey on Gjader 1/1, 1/2, 2-6 promoted by S.P.E. Gjader release on 24.09.2014. | http://www.asha.gov.al/wp-content/uploads/2014/06/68.Vendim-340-dt.-08.09.2014.pdf; https://www.worldbank.org/content/dam/Worldbank/document/eca/Albania-Snapshot.pdf, http://www.albeiti.org/regjistri-i-koncensioneve-hidroenergjitike/
AL | Albania | Driza 1/Drize 1 | Bistrica |  | Vlora | Greenfield |  |  |  |  | 0 | 2.1 |  | Kendrevica Energy shpk | not identified |  |  | private | 1 | 2013 |  |  |  | concession awarded | N/A | [15 empty] | Not identified | Report on archeological survey for Kendrevica Energy shpk on Driza 1 released on 11.02.2014. | http://www.asha.gov.al/wp-content/uploads/2014/06/68.Vendim-340-dt.-08.09.2014.pdf; http://www.albeiti.org/regjistri-i-koncensioneve-hidroenergjitike/
AL | Albania | Gjuraj, Kashec, Ragam, Lepurushe concession / Gjuraj |  | Drin | Shkoder | Greenfield |  |  |  |  | 0 | 19 |  | Access Energy Albania shpk | not identified |  |  | private | 4 | 2013 |  |  |  | concession awarded | N/A | [15 empty] | None |  | http://www.albeiti.org/regjistri-i-koncensioneve-hidroenergjitike/
AL | Albania | Gjuraj, Kashec, Ragam, Lepurushe concession / Kashec |  | Drin | Shkoder | Greenfield |  |  |  |  | 0 | 6 |  | Access Energy Albania shpk | not identified |  |  | private | see Gjuraj | 2013 |  |  |  | concession awarded | N/A | [15 empty] | None |  | http://www.albeiti.org/regjistri-i-koncensioneve-hidroenergjitike/
AL | Albania | Gjuraj, Kashec, Ragam, Lepurushe concession / Ragam |  | Drin | Shkoder | Greenfield |  |  |  |  | 0 | See Kashec |  | Access Energy Albania shpk | not identified |  |  | private | see Gjuraj | 2013 |  |  |  | concession awarded | N/A | [15 empty] | None |  | http://www.albeiti.org/regjistri-i-koncensioneve-hidroenergjitike/
AL | Albania | Gjuraj, Kashec, Ragam, Lepurushe concession / Lepurushe |  | Drin | Shkoder | Greenfield |  |  |  |  | 0 | See Kashec |  | Access Energy Albania shpk | not identified |  |  | private | see Gjuraj | 2013 |  |  |  | concession awarded | N/A | [15 empty] | None |  | http://www.albeiti.org/regjistri-i-koncensioneve-hidroenergjitike/
AL | Albania | Kryezi cascade / Kryezi 3 |  | Fan | Puke | Greenfield |  |  |  |  | 0 | 0.12 |  | Oberaldi shpk | not identified |  |  | private | 3 | 2013 |  |  |  | concession awarded | N/A | [15 empty] | None |  | http://www.albeiti.org/regjistri-i-koncensioneve-hidroenergjitike/
AL | Albania | Kryezi cascade / Kryezi 4 |  | Fan | Puke | Greenfield |  |  |  |  | 0 | 0.3 |  | Oberaldi shpk | not identified |  |  | private | see Kryezi 3 | 2013 |  |  |  | concession awarded | N/A | [15 empty] | None |  | http://www.albeiti.org/regjistri-i-koncensioneve-hidroenergjitike/
AL | Albania | Kryezi cascade / Kryezi 5 |  | Fan | Puke | Greenfield |  |  |  |  | 0 | 0.88 |  | Oberaldi shpk | not identified |  |  | private | see Kryezi 3 | 2013 |  |  |  | concession awarded | N/A | [15 empty] | None |  | http://www.albeiti.org/regjistri-i-koncensioneve-hidroenergjitike/
AL | Albania | Lajthia, Kolesjan, Domaj concession / Lajthia |  | Drin | Kukes | Greenfield |  |  |  |  | 0 | 0.5 |  | LAJTHIA & KOLESIAN ENERGY | not identified |  |  | private | 3 | 2013 |  |  |  | concession awarded | N/A | [15 empty] | None |  | http://www.albeiti.org/regjistri-i-koncensioneve-hidroenergjitike/
AL | Albania | Lajthia, Kolesjan, Domaj concession / Kolesjan |  | Drin | Kukes | Greenfield |  |  |  |  | 0 | 0.6 |  | LAJTHIA & KOLESIAN ENERGY | not identified |  |  | private | see Lajthia | 2013 |  |  |  | concession awarded | N/A | [15 empty] | None |  | http://www.albeiti.org/regjistri-i-koncensioneve-hidroenergjitike/
AL | Albania | Lajthia, Kolesjan, Domaj concession / Domaj |  | Drin | Kukes | Greenfield |  |  |  |  | 0 | 1.19 |  | LAJTHIA & KOLESIAN ENERGY | not identified |  |  | private | see Lajthia | 2013 |  |  |  | concession awarded | N/A | [15 empty] | None |  | http://www.albeiti.org/regjistri-i-koncensioneve-hidroenergjitike/
AL | Albania | Shengjun | Shengjun | Mat | Diber | Greenfield |  |  |  |  | 0 | 2 |  | V & A Energji Klos shpk; Irarba Energji shpk | not identified |  |  | private | 1 | 2013 |  |  |  | concession awarded | N/A | [15 empty] | Not identified | Report on archeological survey for Shengjun promoted by Irarba Energji shpk released on 24.12.2014. | http://www.asha.gov.al/wp-content/uploads/2014/06/92.Vendim-365-dt.-12.12.2014.pdf http://www.albeiti.org/regjistri-i-koncensioneve-hidroenergjitike/
AL | Albania | Shengjon cascade / Shengjon 1 | Kenelles | Fan | Mirdite | Greenfield |  |  |  |  | 0 | 0.6 |  | Ediani shpk | not identified |  |  | private | 3 | 2013 |  |  |  | concession awarded | N/A | [15 empty] | Not identified | Report on archeological survey for Shengjon 1-3 for Ediani shpk released on 18.02.2015. | http://www.asha.gov.al/wp-content/uploads/2015/02/11.Vendim-Nr.11-dt.-18.02.2015-HEC-Shengjon12-dhe-3-Mirdite-.pdf http://www.albeiti.org/regjistri-i-koncensioneve-hidroenergjitike/
AL | Albania | Shengjon cascade / Shengjon 2 | Kenelles | Fan | Mirdite | Greenfield |  |  |  |  | 0 | 0.6 |  | Ediani shpk | not identified |  |  | private |  | 2013 |  |  |  | concession awarded | N/A | [15 empty] | Not identified | Report on archeological survey for Shengjon 1-3 for Ediani shpk released on 18.02.2015. | http://www.asha.gov.al/wp-content/uploads/2015/02/11.Vendim-Nr.11-dt.-18.02.2015-HEC-Shengjon12-dhe-3-Mirdite-.pdf http://www.albeiti.org/regjistri-i-koncensioneve-hidroenergjitike/
AL | Albania | Shengjon cascade / Shengjon 3 | Kenelles | Fan | Mirdite | Greenfield |  |  |  |  | 0 | 0.4 |  | Ediani shpk | not identified |  |  | private |  | 2013 |  |  |  | concession awarded | N/A | [15 empty] | Not identified | Report on archeological survey for Shengjon 1-3 for Ediani shpk released on 18.02.2015. | http://www.asha.gov.al/wp-content/uploads/2015/02/11.Vendim-Nr.11-dt.-18.02.2015-HEC-Shengjon12-dhe-3-Mirdite-.pdf http://www.albeiti.org/regjistri-i-koncensioneve-hidroenergjitike/
AL | Albania | Iballe 1, Iballe 2, Sapac 1, Sapac2, Berishe, Liqeni concession / Iballe 1 |  | Drin | Puke | Greenfield |  |  |  |  | 0 | 0.8 |  | Novo Sapac Energie | not identified |  |  | private | 6 | 2013 |  |  |  | concession awarded | N/A | [15 empty] | Not identified |  | http://www.albeiti.org/regjistri-i-koncensioneve-hidroenergjitike/
AL | Albania | Iballe 1, Iballe 2, Sapac 1, Sapac2, Berishe, Liqeni concession / Iballe 2 |  | Drin | Puke | Greenfield |  |  |  |  | 0 | 3.1 |  | Novo Sapac Energie | not identified |  |  | private | see Iballe 1 | 2013 |  |  |  | concession awarded | N/A | [15 empty] | Not identified |  | http://www.albeiti.org/regjistri-i-koncensioneve-hidroenergjitike/
AL | Albania | Iballe 1, Iballe 2, Sapac 1, Sapac2, Berishe, Liqeni concession / Sapac 1 |  | Drin | Puke | Greenfield |  |  |  |  | 0 | 0.5 |  | Novo Sapac Energie | not identified |  |  | private | see Iballe 1 | 2013 |  |  |  | concession awarded | N/A | [15 empty] | Not identified |  | http://www.albeiti.org/regjistri-i-koncensioneve-hidroenergjitike/
AL | Albania | Iballe 1, Iballe 2, Sapac 1, Sapac2, Berishe, Liqeni concession / Sapac 2 |  | Drin | Puke | Greenfield |  |  |  |  | 0 | 2.8 |  | Novo Sapac Energie | not identified |  |  | private | see Iballe 1 | 2013 |  |  |  | concession awarded | N/A | [15 empty] | Not identified |  | http://www.albeiti.org/regjistri-i-koncensioneve-hidroenergjitike/
AL | Albania | Iballe 1, Iballe 2, Sapac 1, Sapac2, Berishe, Liqeni concession / Berishe |  | Drin | Puke | Greenfield |  |  |  |  | 0 | 7.8 |  | Novo Sapac Energie | not identified |  |  | private | see Iballe 1 | 2013 |  |  |  | concession awarded | N/A | [15 empty] | Not identified |  | http://www.albeiti.org/regjistri-i-koncensioneve-hidroenergjitike/
AL | Albania | Iballe 1, Iballe 2, Sapac 1, Sapac2, Berishe, Liqeni concession / Liqeni |  | Drin | Puke | Greenfield |  |  |  |  | 0 | 0.7 |  | Novo Sapac Energie | not identified |  |  | private | see Iballe 1 | 2013 |  |  |  | concession awarded | N/A | [15 empty] | Not identified |  | http://www.albeiti.org/regjistri-i-koncensioneve-hidroenergjitike/
AL | Albania | Prishte cascade /Prishte 1 |  | Osum | Skrapar | Greenfield |  |  |  |  | 0 | 0.8 |  | HP "Prishta 1 & 2 ENERGY" | not identified |  |  | private | 2 | 2013 |  |  |  | concession awarded | N/A | [15 empty] | Not identified |  | http://www.albeiti.org/regjistri-i-koncensioneve-hidroenergjitike/
AL | Albania | Prishte cascade /Prishte 2 |  | Osum | Skrapar | Greenfield |  |  |  |  | 0 | 1.2 |  | HP "Prishta 1 & 2 ENERGY" | not identified |  |  | private | see Prishte 1 | 2013 |  |  |  | concession awarded | N/A | [15 empty] | Not identified |  | http://www.albeiti.org/regjistri-i-koncensioneve-hidroenergjitike/
AL | Albania | Plepi |  | Drin i Zi | Diber | Greenfield |  |  |  |  | 0 | 0.96 |  | Domi Tec | not identified |  |  | private | 1 | 2013 |  |  |  | concession awarded | N/A | [15 empty] | Not identified |  | http://www.albeiti.org/regjistri-i-koncensioneve-hidroenergjitike/
AL | Albania | Vendresh |  | Osum | Skrapar | Greenfield |  |  |  |  | 0 | 0.23 |  | HP Vendresh Energy | not identified |  |  | private | 1 | 2013 |  |  |  | concession awarded | N/A | [15 empty] | Not identified |  | http://www.albeiti.org/regjistri-i-koncensioneve-hidroenergjitike/
AL | Albania | Dobrenje - Tomorrice |  |  | Skrapar | Greenfield |  |  |  |  | 0 | 0.8 |  | Daab Energy Group | not identified |  |  | private | 1 | 2013 |  |  |  | concession awarded | N/A | [15 empty] | Not identified |  | http://www.albeiti.org/regjistri-i-koncensioneve-hidroenergjitike/
AL | Albania | Ballenje (also Ballenja) | Sharres | Mat | Martanesh; Burrel; Diber | Greenfield | [5 empty] | 1 |  | Ballenja Power Martanesh shpk | not identified |  |  | private | 1 | 2013 |  |  |  | operational<5 | 2016 | [15 empty] | Not identified | Report on archaeological survey for Ballenja for Ballenja Power Martanesh shpk released on 04.02.2014. Credins Banka extended a loan most probably after the start of operation. However the project designer Dekliada claims that the project was financed by Banka Credins. | http://www.asha.gov.al/wp-content/uploads/2014/06/8.Vendim.281-dt.04.02.2014.pdf http://www.qkr.gov.al/search/search-in-trade-register/search-for-subject/ http://www.ere.gov.al/doc/Raporti_Vjetor_2016.pdf http://dekliada-alb.al
AL | Albania | Lumzi concession - Lumzi | Roshit Lumzi | Mat | Gjegjan; Puke; Shkoder | Greenfield |  |  |  |  | 0 | 10.5 |  | MC Inerte Lumezi | not identified |  |  | private | 4 | 2013 |  |  |  | concession awarded | N/A | [15 empty] | Not identified |  | http://www.albeiti.org/regjistri-i-koncensioneve-hidroenergjitike/
AL | Albania | Lumzi concession - Lisnak | Roshit Lumzi | Mat | Gjegjan; Puke; Shkoder | Greenfield |  |  |  |  | 0 | 0.7 |  | MC Inerte Lumezi | not identified |  |  | private | 4 | 2013 |  |  |  | concession awarded | N/A | [15 empty] | Not identified |  | http://www.albeiti.org/regjistri-i-koncensioneve-hidroenergjitike/
AL | Albania | Lumzi concession - Tuci | Roshit Lumzi | Mat | Gjegjan; Puke; Shkoder | Greenfield |  |  |  |  | 0 | 0.5 |  | MC Inerte Lumezi | not identified |  |  | private | 4 | 2013 |  |  |  | concession awarded | N/A | [15 empty] | Not identified |  | http://www.albeiti.org/regjistri-i-koncensioneve-hidroenergjitike/
AL | Albania | Lumzi concession - Kimza | Roshit Lumzi | Mat | Gjegjan; Puke; Shkoder | Greenfield |  |  |  |  | 0 | 1.8 |  | MC Inerte Lumezi | not identified |  |  | private | 4 | 2013 |  |  |  | concession awarded | N/A | [15 empty] | Not identified |  | http://www.albeiti.org/regjistri-i-koncensioneve-hidroenergjitike/
AL | Albania | Bregu i Madh concession - Bregu i Madh 1 |  |  | Skrapar | Greenfield |  |  |  |  | 0 | 0.66 |  | Zaloshnja HL shpk | not identified |  |  | private | 2 | 2013 |  |  |  | concession awarded | N/A | [15 empty] | Not identified |  | http://www.albeiti.org/regjistri-i-koncensioneve-hidroenergjitike/
AL | Albania | Bregu i Madh concession - Bregu i Madh 1 |  |  | Skrapar | Greenfield |  |  |  |  | 0 | 0.3 |  | Zaloshnja HL shpk | not identified |  |  | private | 2 | 2013 |  |  |  | concession awarded | N/A | [15 empty] | Not identified |  | http://www.albeiti.org/regjistri-i-koncensioneve-hidroenergjitike/
AL | Albania | Perrollaj |  |  | Kukes | Greenfield |  |  |  |  | 0.5 | 0 |  | Denis 05 shpk OR Fatlum shpk | not identified |  |  | private | 1 | 2013 |  |  |  | operational<5 | 2015 | [15 empty] | Not identified |  | http://ere.gov.al/doc/VENDIM_Nr.121_fill_proc_prodhimi_FATLUM.docx_2.2_i_rregulluar.pdf http://www.ere.gov.al/doc/Raporti_Vjetor_ERE_2015.pdf
AL | Albania | Kasollet e Selces concession - Dega Verba |  | Devoll | Korce | Greenfield |  |  |  |  | 0 | 2.9 |  | Xhengo shpk | not identified |  |  | private | 2 | 2013 |  |  |  | concession awarded | N/A | [15 empty] | Not identified | Report on archeological survey on Kasollet e Selces promoted by Xhengo Energy shpk released on 25.07.2014. Both this and Verba-Selce appear in the same EITI 2016 concessions list so it is assumed they are not duplicates | http://www.asha.gov.al/wp-content/uploads/2014/06/59.Vendim-331-dt.15.07.2014.pdf, http://www.albeiti.org/regjistri-i-koncensioneve-hidroenergjitike/
AL | Albania | Kasollet e Selces concession - Dega Selce |  | Devoll | Korce | Greenfield |  |  |  |  | 0 | 1.4 |  | Xhengo shpk | not identified |  |  | private | 2 | 2013 |  |  |  | concession awarded | N/A | [15 empty] | Not identified | Report on archeological survey on Kasollet e Selces promoted by Xhengo Energy shpk released on 25.07.2014. Both this and Verba-Selce appear in the same EITI 2016 concessions list so it is assumed they are not duplicates | http://www.asha.gov.al/wp-content/uploads/2014/06/59.Vendim-331-dt.15.07.2014.pdf, http://www.albeiti.org/regjistri-i-koncensioneve-hidroenergjitike/
AL | Albania | Qyteze | Nikolic | Shkumbin |  | Greenfield |  |  |  |  | 0 | 0.25 |  | Muso HEC Qyteze shpk | not identified |  |  | private | 1 | 2008 |  | 2038 |  | concession awarded | N/A | [15 empty] | None | On 26 July 2014 the Ministry of Energy and Industry initiated proceeding in cancellation of 14 concessionary contracts for the construction of 30 HPPs approved by Berisha's administration, including the Qyteze HPP. However it still appears on the 2016 EITI concessions list. | http://gazeta-shqip.com/lajme/2014/07/26/anulohen-kontratat-e-koncesioneve-per-30-hec-e/, http://www.albeiti.org/regjistri-i-koncensioneve-hidroenergjitike/
AL | Albania | Xhyre | Xhyre | Shkumbin | Hotolisht; Librazhd; Elbasan | Rehabilitation |  | Dardhe-Xhyre Reserve | Other protected area | Inside | 0.57 | 0 |  | Amal shpk | Luljeta Hysolli |  |  | private | [5 empty] | operational>10 | 1989 | [15 empty] | N/A |  | http://www.ere.gov.al/doc/V_E_N_D_I_M_79.2010.pdf, http://www.ere.gov.al/doc/rap_vjet_2009_derguar_ne_kuvend.pdf https://www.wbif.eu/content/stream//Sites/website/library/WBEC-REG-ENE-01-BR-1-Role-of-hydropower-04.12b.pdf
AL | Albania | Bicaj | Bicaj | Drin-Bune | Bicaj; Kukes | Rehabilitation |  | Korab – Koritnik Natural Park source: Ulli Schwarz | Other protected area | Inside | 0.1 | 0 |  | En.Ku shpk | not identified |  |  | private | [5 empty] | operational 5-10 | 1968 | [15 empty] | N/A |  | http://www.ere.gov.al/doc/Raporti_Vjetor_2016.pdf, http://www.ere.gov.al/doc/Annual_Report_2013.pdf, http://www.ere.gov.al/doc/rap_vjet_2009_derguar_ne_kuvend.pdf
AL | Albania | Leskovik cascade / Leskovik 1 |  |  | Kolonje | Rehabilitation |  |  | National strict protected area Emerald | Inside | 0.172 | 0.172 |  | Maksi Elektrik shpk | not identified |  |  | private | [5 empty] | operational>10 | 1970 | [15 empty] | N/A |  | http://www.ere.gov.al/doc/Annual_Report_2013.pdf, http://www.ere.gov.al/doc/rap_vjet_2009_derguar_ne_kuvend.pdf
AL | Albania | Leskovik cascade / Leskovik 2 |  |  | Kolonje | Rehabilitation |  |  | National strict protected area Emerald | Inside | 1.1 | 1.1 |  | Maksi Elektrik shpk | not identified |  |  | private | [5 empty] | operational>10 | 1970 | [15 empty] | N/A |  | http://www.ere.gov.al/doc/Raporti_Vjetor_2016.pdf, http://www.ere.gov.al/doc/Annual_Report_2014.pdf, http://www.ere.gov.al/doc/rap_vjet_2009_derguar_ne_kuvend.pdf
AL | Albania | Tamare | Cemit | Drin-Bune | Tamare | Rehabilitation |  |  | National strict protected area Emerald | Inside | 0.15 | 0 |  | WTS Energji shpk | not identified |  |  | private | [5 empty] | operational>10 | 1968 | [15 empty] | Not identified | The plant is located inside an Emerald site within the extension of the Albanian Alps NP. Date of starting operation unclear, but already operating in 2011. | http://www.ere.gov.al/doc/annual_report_2012.pdf, http://www.ere.gov.al/doc/Raporti_Vjetor_2016.pdf
AL | Albania | Vermosh | Lepushes | Drin-Bune | Vermosh | Rehabilitation |  |  | National strict protected area Emerald | Inside | 0 | 0.075 |  | WTS Energji shpk | not identified |  |  | private | [5 empty] | operational>10 | 1968 | [15 empty] | Not identified | No concession on EITI 2016 concession list. | http://ere.gov.al/doc/Te_dhenat_e_4-mujorit_04.12.2015.pdf
AL | Albania | Marjakaj (also Bene) | Bene | Drin-Bune | Shllak; Shkoder | Rehabilitation |  |  |  |  | 0.256 | 0 |  | Marjakaj shpk | not identified |  |  | private | [5 empty] | operational>10 | 1972 | [15 empty] | N/A |  | http://www.ere.gov.al/doc/annual_report_2012.pdf, http://www.ere.gov.al/doc/rap_vjet_2009_derguar_ne_kuvend.pdf
AL | Albania | Bejni cascade / Bejni 1 |  |  |  | Greenfield |  |  |  |  | 0 | 3.6 |  | none yet | none yet |  |  | private | [5 empty] | potential | N/A | [15 empty] | None | Energy Partners not the concessionaire since 2013 | http://www.qbz.gov.al/botime/fletore_zyrtare/2013/PDF-2013/136-2013.pdf
AL | Albania | Bejni cascade / Bejni 2 |  |  |  | Greenfield |  |  |  |  | 0 | See Bejni 1 |  | none yet | none yet |  |  | private | [5 empty] | potential | N/A | [15 empty] | None | Energy Partners not the concessionaire since 2013 | http://www.qbz.gov.al/botime/fletore_zyrtare/2013/PDF-2013/136-2013.pdf
AL | Albania | Beleshova cascade / Belesova 2 (also Belesove) | Belesoves |  | Berat | Greenfield |  |  |  |  | 0.15 | 0 |  | Korkis -2009 shpk | not identified |  |  | private | see Belesove 1 | 2009 |  |  |  | under construction | N/A | [15 empty] | Not identified | Possibly Procredit bank but this is only implied by the fact that they were involved in a litigation case at the Tirana civil court in April 2015: Ramazan Toska; Aurel Toska; Shoqeria Belesova 1 Sh.p.k.; Shoqeria Silva 2003 Sh.p.k.; Shoqeria Korkis Sh.p.k. / Shoqeria Permbarimore Private Executores Litium Sh.p.k; Procredit Bank Sh.a.; Z.V.R.P.P. Tirane; Av. Shtetit | http://ere.gov.al/doc/ere_annual_report_2011_en_web.pdf; https://webcache.googleusercontent.com/search?q=cache:3jNJs_kLn0UJ:gjykataeapelittirane.al/%3Ffq%3Dkerkim%26gj%3D%26menu%3D2%26kid%3D13%26start%3D12760+&cd=1&hl=en&ct=clnk&gl=cz
AL | Albania | Langarica 3 concession / Gostivisht | Gostivisht | Vjosa | Gjirokaster | Greenfield |  | Bredhi I Hotoves-Dangelli | National park | Inside | 0 | 1.3 | 0 | Idro Energjia Pulita shpk | not identified |  |  | private | see Langarica 3 | 2009 |  |  |  | concession awarded | N/A | [15 empty] | Not identified | Concession failure penalties: Penalty holder: concessionare for the construction of the HPPs Langarica 3, Gostivisht, Ura e Dashit; name blacked out in the document Total penalty amount:see Lengarica 3 Currency:LEK Reason:see Lengarica 3 Penalty issued: December 2012 | http://www.klsh.org.al/web/pub/ministrin_e_ekonomis_441_1.pdf, http://www.albeiti.org/regjistri-i-koncensioneve-hidroenergjitike/
AL | Albania | Langarica 3 concession / Ura e Dashit | Langarica | Vjosa | Gjirokaster | Greenfield |  | Bredhi I Hotoves-Dangelli | National park | Inside | 0 | 1.2 | 0 | Idro Energjia Pulita shpk | not identified |  |  | private | see Langarica 3 | 2009 |  |  |  | concession awarded | N/A | [15 empty] | Not identified | Concession failure penalties: Penalty holder: concessionare for the construction of the HPPs Langarica 3, Gostivisht, Ura e Dashit; name blacked out in the document Total penalty amount:see Lengarica 3 Currency:LEK Reason:see Lengarica 3 Penalty issued: December 2012 | http://www.klsh.org.al/web/pub/ministrin_e_ekonomis_441_1.pdf, http://www.albeiti.org/regjistri-i-koncensioneve-hidroenergjitike/
AL | Albania | Darsi cascade / Darsi 1 |  | Mat | Burrel | Greenfield |  |  |  |  | 0 | 1.9 |  | Henz Energy shpk | not identified |  |  | private |  | 2009 |  |  |  | concession awarded | N/A | [15 empty] | Not identified |  | http://www.albeiti.org/regjistri-i-koncensioneve-hidroenergjitike/
AL | Albania | Darsi cascade / Darsi 2 |  | Mat | Burrel | Greenfield |  |  |  |  | 0 | 5.8 |  | Henz Energy shpk | not identified |  |  | private |  | 2009 |  |  |  | concession awarded | N/A | [15 empty] | Not identified |  | http://www.albeiti.org/regjistri-i-koncensioneve-hidroenergjitike/
AL | Albania | Darsi cascade / Darsi 3 |  | Mat | Burrel | Greenfield |  |  |  |  | 0 | 1 |  | Henz Energy shpk | not identified |  |  | private |  | 2009 |  |  |  | concession awarded | N/A | [15 empty] | Not identified |  | http://www.albeiti.org/regjistri-i-koncensioneve-hidroenergjitike/
AL | Albania | Stranik | Stranik | Shkumbin | Librazhd | Greenfield |  |  |  |  | 0 | 4.6 |  | Hidroinvest 1 shpk | Hidroinvest | Austria, Albania | Draxler Wasserkraftwerke GmbH | private |  | 2009 |  |  | Cheng Hsiung International Corporation (China) | operational<5 | Unclear | [15 empty] | Not identified | Operational before 2011 | http://www.albeiti.org/regjistri-i-koncensioneve-hidroenergjitike/, http://www.ere.gov.al/doc/Annual_Report_2013.pdf
AL | Albania | Zall Tore | Zall Tore | Shkumbin | Librazhd | Greenfield |  |  |  |  | 0 | 3 |  | Hidroinvest 1 shpk | Hidroinvest | Austria, Albania | Draxler Wasserkraftwerke GmbH | private |  | 2010 |  |  |  | operational<5 | 2011 | [15 empty] | Not identified | Operational before 2011 | http://www.albeiti.org/regjistri-i-koncensioneve-hidroenergjitike/, http://www.ere.gov.al/doc/Annual_Report_2013.pdf
AL | Albania | Rapuni 3 & 4 (also: Rapuni 3, 3A, 4 cascade /Rapuni 3A) | Rapuni | Shkumbin | Librazhd | Greenfield |  | Shebenik-Jabllanicë | Nationa park | Outside |  |  |  | C & S Energy Sh.P.K | Eko Vepra 98% |  | Albanian Orthodox Church 98%, Arjan and Ferid Cukaj 2% | private | 3 | 2009 |  |  |  | operational<5 | 2016 | [9 empty] | National Bank of Greece (NBG) | Invested |  |  |  |  | Yes | Extreme environmental and social impacts: no water at all released through the dam, all water diverted via the 4.5 km long tunnel. Between March 15-September 15, 2013 C&S Energy represented by Harallabe Gjoka was granted an environmental permit for the construction of a HPP in Rapun Librazhd. Outside of Shebenik-Jabllanice National park, but with strong influence There is an ownership link between the project sponsors of Rapuni 1-2 and Rapuni 3&4. | http://www.klsh.org.al/web/pub/ministrin_e_ekonomis_441_1.pdf; http://telegraf.al/aktualitet/edhe-janullatos-koncesionar-100-aksione-ne-3-hec-e http://orthodoxalbania.org/alb/index.php/en-us/lajme-3/blog/4002-archbishop-anastasios-speech-at-the-ceremony-of-inauguration-of-rapuni-3-4-hydropower-station https://bankwatch.org/publication/broken-rivers-impacts-european-financed-small-hydropower-plants-pristine-balkan-landscapes
AL | Albania | Langarice Cascade / Shendelli | Water source: +873.85 Creeks of Shalesi |  | Butrint? | Greenfield |  | Butrint Ramsar site ? |  |  | 0 | 0.32 |  | Rajan Energy shkp | not identified |  |  | private | [5 empty] | unclear | N/A | [15 empty] | None | On November 11, 2011, the Ministry of Economy was reported to have cancelled concession deal with Rajan Energy for the construction and upgrade of hydro power plant as the concessionaire failed to meet the contractual obligations. On 18.04.2014, the National Archaeology Council at the Ministry of Culture approved the Intensive archaeological survey completion report prepared by the Archaeological Service Agency for the project: "The construction of hydropower stations Cascade Rajan, Arrez, ShendeIIi, Pode, Rajan 2, Dedove, Radon dhe Sotire" in the Erseke and Përmet districts submited by Rajan Energy shkp. Concession failure penalties: Penalty holder: concessionare for the construction of the HPPs Arrёz, Shendelli, Sotire, Pode, Mesare, Ura, Rajan 2, Radon, Dedovё, Peshtan, Osnati dhe Gradisht; name blacked out in the document Total penalty amount: Currency:LEK Reason:"pay 0.005% of the value for investment for every day of delay, in the amount of 18,297,286 total LEK (0.005% x438 day delay time x LEK 837,404,386)" Penalty issued: December 2012 | http://www.klsh.org.al/web/pub/ministrin_e_ekonomis_441_1.pdf; http://www.asha.gov.al/wp-content/uploads/2014/06/28.Vendim.301-dt.18.04.2014.pdf; http://www.albeiti.org/regjistri-i-koncensioneve-hidroenergjitike/, http://dekliada-alb.al/en/langarica-cascade-hpp
AL | Albania | Langarice Cascade / Sotire | Water source: +980 Main creek of Sotira |  |  | Greenfield |  |  |  |  | 0 | 0.28 |  | Rajan Energy shkp | not identified | [8 empty] | unclear | N/A | [15 empty] | Not identified | Concession failure penalties: Penalty holder: concessionare for the construction of the HPPs Arrёz, Shendelli, Sotire, Pode, Mesare, Ura, Rajan 2, Radon, Dedovё, Peshtan, Osnati dhe Gradisht; name blacked out in the document Total penalty amount: see Shendelli Currency:LEK Reason:see Shendelli Penalty issued: December 2012 | http://www.klsh.org.al/web/pub/ministrin_e_ekonomis_441_1.pdf; http://www.asha.gov.al/wp-content/uploads/2014/06/28.Vendim.301-dt.18.04.2014.pdf; http://www.albeiti.org/regjistri-i-koncensioneve-hidroenergjitike/, http://dekliada-alb.al/en/langarica-cascade-hpp
AL | Albania | Langarice Cascade / Pode | Water source: +791.5 Creeks of Shendelli and Sotira |  |  | Greenfield |  |  |  |  | 0 | 0.96 |  | Rajan Energy shkp | not identified | [8 empty] | unclear | N/A | [15 empty] | Not identified | On November 11, 2011, the Ministry of Economy cancelled concession deal with Rajan Energy for the construction and upgrade of hydro power plant as the concessionaire failed to meet the contractual obligations. On 18.04.2014, the National Archaeology Council at the Ministry of Culture approved the Intensive archaeological survey completion report prepared by the Archaeological Service Agency for the project: "The construction of hydropower stations Cascade Rajan, Arrez, ShendeIIi, Pode, Rajan 2, Dedove, Radon dhe Sotire" in the Erseke and Përmet districts submited by Rajan Energy shkp. Concession failure penalties: Penalty holder: concessionare for the construction of the HPPs Arrёz, Shendelli, Sotire, Pode, Mesare, Ura, Rajan 2, Radon, Dedovё, Peshtan, Osnati dhe Gradisht; name blacked out in the document Total penalty amount: see Shendelli Currency:LEK Reason:see Shendelli Penalty issued: December 2012 | http://www.klsh.org.al/web/pub/ministrin_e_ekonomis_441_1.pdf; http://www.asha.gov.al/wp-content/uploads/2014/06/28.Vendim.301-dt.18.04.2014.pdf; http://www.albeiti.org/regjistri-i-koncensioneve-hidroenergjitike/, http://dekliada-alb.al/en/langarica-cascade-hpp
AL | Albania | Langarice Cascade / Mesare | Water source: +980.8 Main branches of Barmashi creek |  |  | Greenfield |  |  | National strict protected area | Inside | 0 | 0.12 |  | Rajan Energy shkp | not identified | [8 empty] | unclear | N/A | [15 empty] | Not identified | On November 11, 2011, the Ministry of Economy cancelled concession deal with Rajan Energy for the construction and upgrade of hydro power plant as the concessionaire failed to meet the contractual obligations. On 18.04.2014, the National Archaeology Council at the Ministry of Culture approved the Intensive archaeological survey completion report prepared by the Archaeological Service Agency for the project: "The construction of hydropower stations Cascade Rajan, Arrez, ShendeIIi, Pode, Rajan 2, Dedove, Radon dhe Sotire" in the Erseke and Përmet districts submited by Rajan Energy shkp. Concession failure penalties: Penalty holder: concessionare for the construction of the HPPs Arrёz, Shendelli, Sotire, Pode, Mesare, Ura, Rajan 2, Radon, Dedovё, Peshtan, Osnati dhe Gradisht; name blacked out in the document Total penalty amount: Currency:LEK Reason:"pay 0.005% of the value for investment for every day of delay, in the amount of 18,297,286 total LEK (0.005% x438 day delay time x LEK 837,404,386)" Penalty issued: December 2012 | http://www.klsh.org.al/web/pub/ministrin_e_ekonomis_441_1.pdf; http://www.asha.gov.al/wp-content/uploads/2014/06/28.Vendim.301-dt.18.04.2014.pdf; http://www.albeiti.org/regjistri-i-koncensioneve-hidroenergjitike/, http://dekliada-alb.al/en/langarica-cascade-hpp
AL | Albania | Langarice Cascade / Dedove | Water source: +478.45 Langarica river |  |  | Greenfield |  |  |  |  | 0 | 0.7 |  | Rajan Energy shkp | not identified | [8 empty] | unclear | N/A | [15 empty] | Not identified | On November 11, 2011, the Ministry of Economy cancelled concession deal with Rajan Energy for the construction and upgrade of hydro power plant as the concessionaire failed to meet the contractual obligations. On 18.04.2014, the National Archaeology Council at the Ministry of Culture approved the Intensive archaeological survey completion report prepared by the Archaeological Service Agency for the project: "The construction of hydropower stations Cascade Rajan, Arrez, ShendeIIi, Pode, Rajan 2, Dedove, Radon dhe Sotire" in the Erseke and Përmet districts submited by Rajan Energy shkp. Concession failure penalties: Penalty holder: concessionare for the construction of the HPPs Arrёz, Shendelli, Sotire, Pode, Mesare, Ura, Rajan 2, Radon, Dedovё, Peshtan, Osnati dhe Gradisht; name blacked out in the document Total penalty amount: see Shendelli Currency:LEK Reason:see Shendelli Penalty issued: December 2012 | http://www.klsh.org.al/web/pub/ministrin_e_ekonomis_441_1.pdf; http://www.asha.gov.al/wp-content/uploads/2014/06/28.Vendim.301-dt.18.04.2014.pdf; http://www.albeiti.org/regjistri-i-koncensioneve-hidroenergjitike/, http://dekliada-alb.al/en/langarica-cascade-hpp
AL | Albania | Langarice Cascade / Radon dhe Sotirë (also Radon) | Water source: +512 Langarica river |  |  | Greenfield |  |  |  |  | 0 | 1 |  | Rajan Energy shkp | not identified | [8 empty] | unclear | N/A | [15 empty] | Not identified | On November 11, 2011, the Ministry of Economy cancelled concession deal with Rajan Energy for the construction and upgrade of hydro power plant as the concessionaire failed to meet the contractual obligations. On 18.04.2014, the National Archaeology Council at the Ministry of Culture approved the Intensive archaeological survey completion report prepared by the Archaeological Service Agency for the project: "The construction of hydropower stations Cascade Rajan, Arrez, ShendeIIi, Pode, Rajan 2, Dedove, Radon dhe Sotire" in the Erseke and Përmet districts submited by Rajan Energy shkp. Concession failure penalties: Penalty holder: concessionare for the construction of the HPPs Arrёz, Shendelli, Sotire, Pode, Mesare, Ura, Rajan 2, Radon, Dedovё, Peshtan, Osnati dhe Gradisht; name blacked out in the document Total penalty amount: see Shendelli Currency:LEK Reason:see Shendelli Penalty issued: December 2012 | http://www.klsh.org.al/web/pub/ministrin_e_ekonomis_441_1.pdf; http://www.asha.gov.al/wp-content/uploads/2014/06/28.Vendim.301-dt.18.04.2014.pdf; http://www.albeiti.org/regjistri-i-koncensioneve-hidroenergjitike/, http://dekliada-alb.al/en/langarica-cascade-hpp
AL | Albania | Langarice Cascade / Arrez | Water source: +1005 Creek of Arrezit | Shkumbin |  | Greenfield |  |  |  |  | 0 | 0.3 |  | Rajan Energy shkp | not identified | [8 empty] | unclear | N/A | [15 empty] | Not identified | On November 11, 2011, the Ministry of Economy cancelled concession deal with Rajan Energy for the construction and upgrade of hydro power plant as the concessionaire failed to meet the contractual obligations. On 18.04.2014, the National Archaeology Council at the Ministry of Culture approved the Intensive archaeological survey completion report prepared by the Archaeological Service Agency for the project: "The construction of hydropower stations Cascade Rajan, Arrez, ShendeIIi, Pode, Rajan 2, Dedove, Radon dhe Sotire" in the Erseke and Përmet districts submited by Rajan Energy shkp. Concession failure penalties: Penalty holder: concessionare for the construction of the HPPs Arrёz, Shendelli, Sotire, Pode, Mesare, Ura, Rajan 2, Radon, Dedovё, Peshtan, Osnati dhe Gradisht; name blacked out in the document Total penalty amount: see Shendelli Currency:LEK Reason:see Shendelli Penalty issued: December 2012 | http://www.klsh.org.al/web/pub/ministrin_e_ekonomis_441_1.pdf; http://www.asha.gov.al/wp-content/uploads/2014/06/28.Vendim.301-dt.18.04.2014.pdf; http://www.albeiti.org/regjistri-i-koncensioneve-hidroenergjitike/, http://dekliada-alb.al/en/langarica-cascade-hpp
AL | Albania | Langarice Cascade / Peshtan | Water source: +602.25 Creek of Peshtanica |  |  | Greenfield |  |  |  |  | 0 | 0.25 |  | Rajan Energy shkp | not identified | [8 empty] | unclear | N/A | [15 empty] | Not identified | Concession failure penalties: Penalty holder: concessionare for the construction of the HPPs Arrёz, Shendelli, Sotire, Pode, Mesare, Ura, Rajan 2, Radon, Dedovё, Peshtan, Osnati dhe Gradisht; name blacked out in the document Total penalty amount: see Shendelli Currency:LEK Reason:see Shendelli Penalty issued: December 2012 | http://www.klsh.org.al/web/pub/ministrin_e_ekonomis_441_1.pdf; http://www.asha.gov.al/wp-content/uploads/2014/06/28.Vendim.301-dt.18.04.2014.pdf; http://www.albeiti.org/regjistri-i-koncensioneve-hidroenergjitike/, http://dekliada-alb.al/en/langarica-cascade-hpp
AL | Albania | Langarice Cascade / Gradishte | Water source: +531.1/531.15 Creek of Gradishta and Dedova |  |  | Greenfield |  |  |  |  | 0 | 0.07 |  | Rajan Energy shkp | not identified | [8 empty] | unclear | N/A | [15 empty] | Not identified | Concession failure penalties: Penalty holder: concessionare for the construction of the HPPs Arrёz, Shendelli, Sotire, Pode, Mesare, Ura, Rajan 2, Radon, Dedovё, Peshtan, Osnati dhe Gradisht; name blacked out in the document Total penalty amount: see Shendelli Currency:LEK Reason:see Shendelli Penalty issued: December 2012 | http://www.klsh.org.al/web/pub/ministrin_e_ekonomis_441_1.pdf; http://www.asha.gov.al/wp-content/uploads/2014/06/28.Vendim.301-dt.18.04.2014.pdf; http://www.albeiti.org/regjistri-i-koncensioneve-hidroenergjitike/, http://dekliada-alb.al/en/langarica-cascade-hpp
AL | Albania | Langarice Cascade / Osnat | Water source: +716.4 Branches of Langarica river |  |  | Greenfield |  |  |  |  | 0 | 0.07 |  | Rajan Energy shkp | not identified | [8 empty] | unclear | N/A | [15 empty] | Not identified | Concession failure penalties: Penalty holder: concessionare for the construction of the HPPs Arrёz, Shendelli, Sotire, Pode, Mesare, Ura, Rajan 2, Radon, Dedovё, Peshtan, Osnati dhe Gradisht; name blacked out in the document Total penalty amount: see Shendelli Currency:LEK Reason:see Shendelli Penalty issued: December 2012 | http://www.klsh.org.al/web/pub/ministrin_e_ekonomis_441_1.pdf; http://www.asha.gov.al/wp-content/uploads/2014/06/28.Vendim.301-dt.18.04.2014.pdf; http://www.albeiti.org/regjistri-i-koncensioneve-hidroenergjitike/, http://dekliada-alb.al/en/langarica-cascade-hpp
AL | Albania | Shtika cascade / Shtika 1 (also Shtike) | Shtike (also Shtika) | Vjosa | Permet | Greenfield |  |  |  |  | 0 | 0.07 |  | "Perparimi SK" shpk | FONDI ERPA |  |  | private | 4 | 2009 |  |  |  | operational<5 | 2016 | [9 empty] | ProCredit Bank (Albania) | Invested | 0.5 |  |  |  | Yes | The orginal concession owner, Qeramika e Jugut, pulled out from the SPV. EUR 0.5 loan from ProCredit channelled via FONDI ERPA, the parent company. Not exactly clear if all plants are in operation but judging from the capacity named in the ERE 2016 report, it seems so. | http://www.premiereservices.al/assets/vendor/pdf/HEC.pdf https://webcache.googleusercontent.com/search?q=cache:30EXrlhGrGQJ:www.kpp.gov.al/ppadv/DF_DocumentViewer.aspx%3Fid%3Defd7ba21-151a-4535-ad86-691908e6ccf8+&cd=1&hl=en&ct=clnk&gl=cz http://www.opencorporates.al/en/nipt/l51308018a# http://www.qkb.gov.al/umbraco/Surface/SearchSurface/DownloadDocument?documentCode=7D407AA7-EAA0-4BD8-9162-A3F35EE7143E, http://www.ere.gov.al/doc/Raporti_Vjetor_2016.pdf
AL | Albania | Shtika cascade / Shtika 2 (also Shtike) | Shtike (also Shtika) | Vjosa | Permet | Greenfield |  |  |  |  | 0 | 0.25 |  | "Perparimi SK" shpk | FONDI ERPA |  |  | private | see Shtika 1 | 2009 |  |  |  | operational<5 | 2016 | [15 empty] | None | The orginal concession owner, Qeramika e Jugut, pulled out from the SPV. EUR 0.5 loan from ProCredit channelled via FONDI ERPA, the parent company. Not exactly clear if all plants are in operation but judging from the capacity named in the ERE 2016 report, it seems so. | http://www.premiereservices.al/assets/vendor/pdf/HEC.pdf https://webcache.googleusercontent.com/search?q=cache:30EXrlhGrGQJ:www.kpp.gov.al/ppadv/DF_DocumentViewer.aspx%3Fid%3Defd7ba21-151a-4535-ad86-691908e6ccf8+&cd=1&hl=en&ct=clnk&gl=cz http://www.opencorporates.al/en/nipt/l51308018a# http://www.qkb.gov.al/umbraco/Surface/SearchSurface/DownloadDocument?documentCode=7D407AA7-EAA0-4BD8-9162-A3F35EE7143E, http://www.ere.gov.al/doc/Raporti_Vjetor_2016.pdf
AL | Albania | Shtika cascade / Shtika 3 (also Shtike) | Shtike (also Shtika) | Vjosa | Permet | Greenfield |  |  |  |  | 0 | 0.4 |  | "Perparimi SK" shpk | FONDI ERPA |  |  | private | see Shtika 1 | 2009 |  |  |  | operational<5 | 2016 | [15 empty] | None | The orginal concession owner, Qeramika e Jugut, pulled out from the SPV. EUR 0.5 loan from ProCredit channelled via FONDI ERPA, the parent company. Not exactly clear if all plants are in operation but judging from the capacity named in the ERE 2016 report, it seems so. | http://www.premiereservices.al/assets/vendor/pdf/HEC.pdf https://webcache.googleusercontent.com/search?q=cache:30EXrlhGrGQJ:www.kpp.gov.al/ppadv/DF_DocumentViewer.aspx%3Fid%3Defd7ba21-151a-4535-ad86-691908e6ccf8+&cd=1&hl=en&ct=clnk&gl=cz http://www.opencorporates.al/en/nipt/l51308018a# http://www.qkb.gov.al/umbraco/Surface/SearchSurface/DownloadDocument?documentCode=7D407AA7-EAA0-4BD8-9162-A3F35EE7143E, http://www.ere.gov.al/doc/Raporti_Vjetor_2016.pdf
AL | Albania | Shtika cascade / Shtika 4 (also Shtike) | Shtike (also Shtika) | Vjosa | Permet | Greenfield |  |  |  |  | 0 | 0.2 |  | "Perparimi SK" shpk | FONDI ERPA |  |  | private | see Shtika 1 | 2009 |  |  |  | operational<5 | 2016 | [15 empty] | None | The orginal concession owner, Qeramika e Jugut, pulled out from the SPV. EUR 0.5 loan from ProCredit channelled via FONDI ERPA, the parent company. Not exactly clear if all plants are in operation but judging from the capacity named in the ERE 2016 report, it seems so. | http://www.premiereservices.al/assets/vendor/pdf/HEC.pdf https://webcache.googleusercontent.com/search?q=cache:30EXrlhGrGQJ:www.kpp.gov.al/ppadv/DF_DocumentViewer.aspx%3Fid%3Defd7ba21-151a-4535-ad86-691908e6ccf8+&cd=1&hl=en&ct=clnk&gl=cz http://www.opencorporates.al/en/nipt/l51308018a# http://www.qkb.gov.al/umbraco/Surface/SearchSurface/DownloadDocument?documentCode=7D407AA7-EAA0-4BD8-9162-A3F35EE7143E, http://www.ere.gov.al/doc/Raporti_Vjetor_2016.pdf
AL | Albania | Bushtrica concession / Bushtrica 2 (also Bushtrice) | Caje | Drin | Kukes | Greenfield |  |  |  |  | 0 | 2.9 |  | Hidro Bushtrica | not identified |  |  | private | see Bushtrica 1 | 2009 |  |  |  | concession awarded | N/A | [15 empty] | None | Litigation case involving Bushtrica Energy 2009 concession presented at the Tirana Civil Court on 16.02.2012. | https://webcache.googleusercontent.com/search?q=cache:Y3LZOY5SbyEJ:www.gjykataeapelittirane.al/foto/1330522239-Vendim%2520%2520181%2520Shoq%2520Bushtrica%2520%2520%2520%2520%2520%2520F.M.doc+&cd=2&hl=en&ct=clnk&gl=cz, http://www.albeiti.org/regjistri-i-koncensioneve-hidroenergjitike/
AL | Albania | Bushtrica concession / Bushtrica 3 (also Bushtrice) | Caje | Drin | Kukes | Greenfield |  |  |  |  | 0 | 2.3 |  | Hidro Bushtrica | not identified |  |  | private | see Bushtrica 1 | 2009 |  |  |  | concession awarded | N/A | [15 empty] | None | Litigation case involving Bushtrica Energy 2009 concession presented at the Tirana Civil Court on 16.02.2012. | https://webcache.googleusercontent.com/search?q=cache:Y3LZOY5SbyEJ:www.gjykataeapelittirane.al/foto/1330522239-Vendim%2520%2520181%2520Shoq%2520Bushtrica%2520%2520%2520%2520%2520%2520F.M.doc+&cd=2&hl=en&ct=clnk&gl=cz, http://www.albeiti.org/regjistri-i-koncensioneve-hidroenergjitike/
AL | Albania | Bushtrica concession / Lapaj 2 | Caje | Drin | Kukes | Greenfield |  |  |  |  | 0 | 1.7 |  | Hidro Bushtrica | not identified |  |  | private | see Bushtrica 1 | 2009 |  |  |  | concession awarded | N/A | [15 empty] | None |  | http://www.albeiti.org/regjistri-i-koncensioneve-hidroenergjitike/
AL | Albania | Bushtrica concession / Reke | Caje | Drin | Kukes | Greenfield |  |  |  |  | 0 | 2.2 |  | Hidro Bushtrica | not identified |  |  | private | see Bushtrica 1 | 2009 |  |  |  | concession awarded | N/A | [15 empty] | None |  | http://www.albeiti.org/regjistri-i-koncensioneve-hidroenergjitike/
AL | Albania | Hotolisht |  | Shkumbin | Elbasan | Greenfield |  |  | Other protected area | Inside | 0 | 0.9 |  | HEC Hotolisht | not identified |  |  | private |  | 2015 |  |  |  | concession awarded | N/A | [15 empty] | Not identified |  | http://www.albeiti.org/regjistri-i-koncensioneve-hidroenergjitike/
AL | Albania | Bushtrica concession / Livadhe | Caje | Drin | Kukes | Greenfield |  |  |  |  | 0 | 0.7 |  | Hidro Bushtrica | not identified |  |  | private | see Bushtrica 1 | 2009 |  |  |  | concession awarded | N/A | [15 empty] | None |  | http://www.albeiti.org/regjistri-i-koncensioneve-hidroenergjitike/
AL | Albania | Dragobia (also Dragobi) | Valbona | Drin-Bune | Valbone; Tropoje | Greenfield |  | Valbona Valley National Park | National park | Inside | 0 | 13.4 |  | Dragobia Energy shpk | GENER 2 |  |  | private | 1 | 2009 |  |  |  | under construction | N/A | [15 empty] | Not identified | In the Valbona National Park, heavily opposed by locals and environmentalists. | http://www.ere.gov.al/doc/VENDIM_Nr.124_fill_proc_prodhimi_Dragobia_energy.docx2.2_i_rregulluar.pdf, http://www.albeiti.org/regjistri-i-koncensioneve-hidroenergjitike, http://www.journeytovalbona.com/wp-content/uploads/2016/01/FINAL-Opinion.pdf
AL | Albania | Ceremi | Valbona | Drin-Bune | Valbone; Tropoje | Greenfield |  | Valbona Valley National Park | National park | Inside | 0 | 8.6 |  | Dragobia Energy shpk | GENER 2 |  |  | private |  | 2009 |  |  |  | under construction | N/A | [15 empty] | Not identified | In the Valbona National Park, heavily opposed by locals and environmentalists. | http://www.ere.gov.al/doc/VENDIM_Nr.124_fill_proc_prodhimi_Dragobia_energy.docx2.2_i_rregulluar.pdf, http://www.ere.gov.al/doc/Raporti_Vjetor_2016.pdf, http://www.journeytovalbona.com/wp-content/uploads/2016/01/FINAL-Opinion.pdf
AL | Albania | Vukel |  |  |  | Existing |  |  |  |  | 0.075 | 0 |  | WTS Energji shpk | not identified |  |  | private |  | 2004 |  |  |  | operational>10 | 1968 | [15 empty] | N/A |  | http://www.ere.gov.al/doc/rap_vjet_2009_derguar_ne_kuvend.pdf
AL | Albania | Veleshica cascade / Veleshica 2 | Water source: 1550 in 2 axes by 0.5 m3/s |  |  | Greenfield |  |  |  |  | 0 | 0.9 |  | Adcisor C. Energy shpk; Polistman System s.r.l; Energia e Territorio s.r. | not identified |  |  | private | see Veleshica 1 | 2009 | 35 |  |  | planned | N/A | [15 empty] | Not identified | On 15.07.2014 the Ministry of Culture approved a report on the reorganisation of the Veleshica cascade prepared by Agency Service for Archaeological Projects about archeological monitoring of the construction works. On November 11, 2011, the Ministry of Economy allegedly cancelled concession deal with Veleshica Energy for the construction and upgrade of hydro power plant as the concessionaire failed to meet the contractual obligations. However it remains on the 2016 EITI concessions list and the 2014 Ministry report mentioned above still treats Veleshica Energy as the concessionaire. | http://www.asha.gov.al/wp-content/uploads/2014/06/60.Vendim-332-dt.15.07.2014.pdf; http://dekliada-alb.al/en/veleshice-cascade-hpp, http://www.albeiti.org/regjistri-i-koncensioneve-hidroenergjitike/, http://www.panorama.com.al/hec-et-mete-zgjidh-kontratat-me-12-kompani/
AL | Albania | Veleshica cascade / Veleshica 3 | Water source: 1=+1340m asl, 2 = +1337.88m asl, 3 =+1339.61m asl, 4 = +1335.1m asl Veleshica River |  |  | Greenfield |  |  |  |  | 0 | 2.7 |  | Adcisor C. Energy shpk; Polistman System s.r.l; Energia e Territorio s.r. | not identified |  |  | private | see Veleshica 1 | 2009 | 35 |  |  | planned | N/A | [15 empty] | Not identified | On 15.07.2014 the Ministry of Culture approved a report on the reorganisation of the Veleshica cascade prepared by Agency Service for Archaeological Projects about archeological monitoring of the construction works. On November 11, 2011, the Ministry of Economy allegedly cancelled concession deal with Veleshica Energy for the construction and upgrade of hydro power plant as the concessionaire failed to meet the contractual obligations. However it remains on the 2016 EITI concessions list and the 2014 Ministry report mentioned above still treats Veleshica Energy as the concessionaire. | http://www.asha.gov.al/wp-content/uploads/2014/06/60.Vendim-332-dt.15.07.2014.pdf; http://dekliada-alb.al/en/veleshice-cascade-hpp, http://www.albeiti.org/regjistri-i-koncensioneve-hidroenergjitike/, http://www.panorama.com.al/hec-et-mete-zgjidh-kontratat-me-12-kompani/
AL | Albania | Veleshica cascade / Veleshica 4 | Water source: +870.5 Veleshica river |  |  | Greenfield |  |  |  |  | 0 | 2.4 |  | Adcisor C. Energy shpk; Polistman System s.r.l; Energia e Territorio s.r. | not identified |  |  | private | see Veleshica 1 | 2009 | 35 |  |  | planned | N/A | [15 empty] | Not identified | On 15.07.2014 the Ministry of Culture approved a report on the reorganisation of the Veleshica cascade prepared by Agency Service for Archaeological Projects about archeological monitoring of the construction works. On November 11, 2011, the Ministry of Economy allegedly cancelled concession deal with Veleshica Energy for the construction and upgrade of hydro power plant as the concessionaire failed to meet the contractual obligations. However it remains on the 2016 EITI concessions list and the 2014 Ministry report mentioned above still treats Veleshica Energy as the concessionaire. | http://www.asha.gov.al/wp-content/uploads/2014/06/60.Vendim-332-dt.15.07.2014.pdf; http://dekliada-alb.al/en/veleshice-cascade-hpp, http://www.albeiti.org/regjistri-i-koncensioneve-hidroenergjitike/, http://www.panorama.com.al/hec-et-mete-zgjidh-kontratat-me-12-kompani/
AL | Albania | Veleshica cascade / Veleshica 5 | Water source: +650 Veleshica river |  |  | Greenfield |  |  |  |  | 0 | 3.7 |  | Adcisor C. Energy shpk; Polistman System s.r.l; Energia e Territorio s.r. | not identified |  |  | private | see Veleshica 1 | 2009 | 35 |  |  | planned | N/A | [15 empty] | Not identified | On 15.07.2014 the Ministry of Culture approved a report on the reorganisation of the Veleshica cascade prepared by Agency Service for Archaeological Projects about archeological monitoring of the construction works. On November 11, 2011, the Ministry of Economy allegedly cancelled concession deal with Veleshica Energy for the construction and upgrade of hydro power plant as the concessionaire failed to meet the contractual obligations. However it remains on the 2016 EITI concessions list and the 2014 Ministry report mentioned above still treats Veleshica Energy as the concessionaire. | http://www.asha.gov.al/wp-content/uploads/2014/06/60.Vendim-332-dt.15.07.2014.pdf; http://dekliada-alb.al/en/veleshice-cascade-hpp, http://www.albeiti.org/regjistri-i-koncensioneve-hidroenergjitike/, http://www.panorama.com.al/hec-et-mete-zgjidh-kontratat-me-12-kompani/
AL | Albania | Veleshica cascade / Veleshica 6 | Water source: +650 Veleshica river |  |  | Greenfield |  |  |  |  | 0 | 10.8 |  | Adcisor C. Energy shpk; Polistman System s.r.l; Energia e Territorio s.r. | not identified |  |  | private | see Veleshica 1 | 2009 | 35 |  |  | planned | N/A | [15 empty] | Not identified | On 15.07.2014 the Ministry of Culture approved a report on the reorganisation of the Veleshica cascade prepared by Agency Service for Archaeological Projects about archeological monitoring of the construction works. On November 11, 2011, the Ministry of Economy allegedly cancelled concession deal with Veleshica Energy for the construction and upgrade of hydro power plant as the concessionaire failed to meet the contractual obligations. However it remains on the 2016 EITI concessions list and the 2014 Ministry report mentioned above still treats Veleshica Energy as the concessionaire. | http://www.asha.gov.al/wp-content/uploads/2014/06/60.Vendim-332-dt.15.07.2014.pdf; http://dekliada-alb.al/en/veleshice-cascade-hpp, http://www.albeiti.org/regjistri-i-koncensioneve-hidroenergjitike/, http://www.panorama.com.al/hec-et-mete-zgjidh-kontratat-me-12-kompani/
AL | Albania | Veleshica cascade / Sllove (also Sllova (upper)) | Water source: +837.61 Veleshica river |  |  | Greenfield |  |  |  |  | 0 | 0.9 |  | Adcisor C. Energy shpk; Polistman System s.r.l; Energia e Territorio s.r. | not identified |  |  | private | see Veleshica 1 | 2009 | 35 |  |  | planned | N/A | [15 empty] | Not identified | On 15.07.2014 the Ministry of Culture approved a report on the reorganisation of the Veleshica cascade prepared by Agency Service for Archaeological Projects about archeological monitoring of the construction works. On November 11, 2011, the Ministry of Economy allegedly cancelled concession deal with Veleshica Energy for the construction and upgrade of hydro power plant as the concessionaire failed to meet the contractual obligations. However it remains on the 2016 EITI concessions list and the 2014 Ministry report mentioned above still treats Veleshica Energy as the concessionaire. | http://www.asha.gov.al/wp-content/uploads/2014/06/60.Vendim-332-dt.15.07.2014.pdf; http://dekliada-alb.al/en/veleshice-cascade-hpp, http://www.albeiti.org/regjistri-i-koncensioneve-hidroenergjitike/, http://www.panorama.com.al/hec-et-mete-zgjidh-kontratat-me-12-kompani/
AL | Albania | Veleshica cascade / Sllove (also Sllova (lower)) | Water source: +653.61 Veleshica river |  |  | Greenfield |  |  |  |  | 0 | 0.6 |  | Adcisor C. Energy shpk; Polistman System s.r.l; Energia e Territorio s.r. | not identified |  |  | private | see Veleshica 1 | 2009 | 35 |  |  | planned | N/A | [15 empty] | Not identified | On 15.07.2014 the Ministry of Culture approved a report on the reorganisation of the Veleshica cascade prepared by Agency Service for Archaeological Projects about archeological monitoring of the construction works. On November 11, 2011, the Ministry of Economy allegedly cancelled concession deal with Veleshica Energy for the construction and upgrade of hydro power plant as the concessionaire failed to meet the contractual obligations. However it remains on the 2016 EITI concessions list and the 2014 Ministry report mentioned above still treats Veleshica Energy as the concessionaire. | http://www.asha.gov.al/wp-content/uploads/2014/06/60.Vendim-332-dt.15.07.2014.pdf; http://dekliada-alb.al/en/veleshice-cascade-hpp, http://www.albeiti.org/regjistri-i-koncensioneve-hidroenergjitike/, http://www.panorama.com.al/hec-et-mete-zgjidh-kontratat-me-12-kompani/
AL | Albania | Arras 2 (also Arres) |  |  | Diber | Greenfield |  |  |  |  | 0 | 1 |  | not identified | not identified | [8 empty] | potential | N/A | [15 empty] | None |  | http://aea-al.org/wp-content/uploads/2014/07/study_on_assessment_of_res_potentials_in_albania.pdf
AL | Albania | Priska cascade / Priska 1 |  |  |  | Greenfield | [7 empty] | none yet | none yet | [8 empty] | potential | N/A | [15 empty] | None |  | http://www.panorama.com.al/tre-hec-e-me-koncension-miratohet-autoriteti-kontraktues/
AL | Albania | Priska cascade / Priska 2 |  |  |  | Greenfield | [7 empty] | none yet | none yet | [8 empty] | potential | N/A | [15 empty] | None |  | http://www.panorama.com.al/tre-hec-e-me-koncension-miratohet-autoriteti-kontraktues/
AL | Albania | Kiri cascade / Kiri 1 |  |  | Shkoder | Greenfield |  |  |  |  | 0 | 19.1 |  | Access Energy Albania shpk | not identified |  |  | private | [5 empty] | planned | N/A | [15 empty] | Not identified | Report on archeological survey for Kiri 1 and 2 for Access Energy Albania shpk released on 21.05.2015. | http://www.asha.gov.al/wp-content/uploads/2015/02/45.-Vendim-Nr-45-dt.13.052015-HEC-Kiri-1-dhe-2-Shkoder-.pdf; http://akm.gov.al/assets/7-permbledhje-jo-teknike-e-rvnm-kiri-1.pdf
AL | Albania | Kiri cascade / Kiri 1 |  |  | Shkoder | Greenfield |  |  |  |  | 0 | Unclear |  | Access Energy Albania shpk | not identified |  |  | private | [5 empty] | planned | N/A | [15 empty] | Not identified | Report on archeological survey for Kiri 1 and 2 for Access Energy Albania shpk released on 21.05.2015. | http://www.asha.gov.al/wp-content/uploads/2015/02/45.-Vendim-Nr-45-dt.13.052015-HEC-Kiri-1-dhe-2-Shkoder-.pdf; http://akm.gov.al/assets/7-permbledhje-jo-teknike-e-rvnm-kiri-1.pdf
AL | Albania | Skatine - Kam |  |  | Tropoje | Greenfield |  |  |  |  | 0 | 1.2 |  | Skatine HEC shpk | not identified |  |  | private | [5 empty] | concession awarded | N/A | [15 empty] | Not identified | Report on archeological survey for Skatine-Kam for Skatine HEC shpk released on 21.05.2015. | http://www.asha.gov.al/wp-content/uploads/2015/02/47.-Vendim-Nr-47-dt.13.052015-HEC-Skatine-Kam-Tropoje.pdf http://www.albeiti.org/regjistri-i-koncensioneve-hidroenergjitike/
AL | Albania | Perollaj |  |  | Golaj; Has | Greenfield |  |  |  |  | 0 | 0.5 |  | Fatlum shpk | not identified |  |  | private | [5 empty] | concession awarded | N/A | [15 empty] | Not identified | Report on archeological survey for Perollaj promoted by Fatlum shpk released on 11.02.2014. | http://www.asha.gov.al/wp-content/uploads/2014/06/19.Vendim.292-dt.11.02.2014.pdf http://www.albeiti.org/regjistri-i-koncensioneve-hidroenergjitike/
AL | Albania | Arreza cascade / Arrez 2 (also Arrez) |  | Vjosa | Memaliaj | Greenfield |  |  |  |  | 0 | 0.3 |  | Melova Arez | not identified |  |  | private | see Arrez 1 | 2013 |  |  |  | concession awarded | N/A | [15 empty] | Not identified |  | http://www.albeiti.org/regjistri-i-koncensioneve-hidroenergjitike/
AL | Albania | Arreza cascade / Arrez 3 (also Arrez) |  | Vjosa | Memaliaj | Greenfield |  |  |  |  | 0 | 1 |  | Melova Arez | not identified |  |  | private | see Arrez 1 | 2013 |  |  |  | concession awarded | N/A | [15 empty] | Not identified |  | http://www.albeiti.org/regjistri-i-koncensioneve-hidroenergjitike/
AL | Albania | Arreza cascade / Arrez 4 (also Arrez) |  | Vjosa | Memaliaj | Greenfield |  |  |  |  | 0 | 0.9 |  | Melova Arez | not identified |  |  | private | see Arrez 1 | 2013 |  |  |  | concession awarded | N/A | [15 empty] | Not identified |  | http://www.albeiti.org/regjistri-i-koncensioneve-hidroenergjitike/
AL | Albania | Bushtrica cascade / Bacallek | Bushtrica River and water catchment + 1200m |  |  | Greenfield |  |  |  |  | 0 | 1.64 |  | none yet | none yet | [8 empty] | potential | N/A | [15 empty] | None |  | http://www.dekliada-alb.al/en/bushtrica-cascade-hpp
AL | Albania | Bushtrica cascade / Basane | Bushtrica River and water catchment +950m |  |  | Greenfield |  |  |  |  | 0 | 3.1 |  | none yet | none yet | [8 empty] | potential | N/A | [15 empty] | None |  | http://www.dekliada-alb.al/en/bushtrica-cascade-hpp
AL | Albania | Bushtrica cascade / Kryq | Bushtrica River and water catchment + 950m |  |  | Greenfield |  |  |  |  | 0 | 1.22 |  | none yet | none yet | [8 empty] | potential | N/A | [15 empty] | None |  | http://www.dekliada-alb.al/en/bushtrica-cascade-hpp
AL | Albania | Bushtrica cascade / Qukes | Bushtrica River and water catchment + 520m |  |  | Greenfield |  |  |  |  | 0 | 4.2 |  | none yet | none yet | [8 empty] | potential | N/A | [15 empty] | None |  | http://www.dekliada-alb.al/en/bushtrica-cascade-hpp
AL | Albania | Bushtrica cascade / Shebenik | Bushtrica River and water catchment + 1508m |  |  | Greenfield |  |  |  |  | 0 | 0.62 |  | none yet | none yet | [8 empty] | potential | N/A | [15 empty] | None |  | http://www.dekliada-alb.al/en/bushtrica-cascade-hpp
AL | Albania | Bushtrica cascade / Shqipe | Bushtrica River and water catchment + 1400m |  |  | Greenfield |  |  |  |  | 0 | 2.68 |  | none yet | none yet | [8 empty] | potential | N/A | [15 empty] | None |  | http://www.dekliada-alb.al/en/bushtrica-cascade-hpp
AL | Albania | Bushtrica cascade / Skenderberg | Bushtrica River and water catchment + 1100m |  |  | Greenfield |  |  |  |  | 0 | 3 |  | none yet | none yet | [8 empty] | potential | N/A | [15 empty] | None |  | http://www.dekliada-alb.al/en/bushtrica-cascade-hpp
AL | Albania | Bushtrica cascade / Skroske | Bushtrica River and water catchment + 820m |  |  | Greenfield |  |  |  |  | 0 | 8 |  | none yet | none yet | [8 empty] | potential | N/A | [15 empty] | None |  | http://www.dekliada-alb.al/en/bushtrica-cascade-hpp
AL | Albania | Dragostunje concession/ Liqenet | Hotolishti River and water catchment + 1802m | Shkumbin | Librazhd | Greenfield |  |  |  |  | 0 | 0.19 |  | HEC-i Dragostunje | not identified |  |  | private |  | 2009 |  |  |  | concession awarded | N/A | [15 empty] | None | Delkliada calls this cascade Hotolishti cascade but there is another concession by that name | http://www.dekliada-alb.al/en/hotolishti-cascade-hpp, http://www.albeiti.org/regjistri-i-koncensioneve-hidroenergjitike/
AL | Albania | Dragostunje concession/ Zanore | Hotolishti river and water catchment +1150m | Shkumbin | Librazhd | Greenfield |  |  |  |  | 0 | 0.95 |  | HEC-i Dragostunje | not identified |  |  | private |  | 2009 |  |  |  | concession awarded | N/A | [15 empty] | None |  | http://www.dekliada-alb.al/en/hotolishti-cascade-hpp, http://www.albeiti.org/regjistri-i-koncensioneve-hidroenergjitike/
AL | Albania | Dragostunje concession/ Dragostu1 | Hotolishti River and water catchment + 900m | Shkumbin | Librazhd | Greenfield |  |  |  |  | 0 | 1.98 |  | HEC-i Dragostunje | not identified |  |  | private |  | 2009 |  |  |  | concession awarded | N/A | [15 empty] | None |  | http://www.dekliada-alb.al/en/hotolishti-cascade-hpp, http://www.albeiti.org/regjistri-i-koncensioneve-hidroenergjitike/
AL | Albania | Dragostunje concession/ Frari | Hotolishti River and water catchment + 600m | Shkumbin | Librazhd | Greenfield |  |  |  |  | 0 | 0.83 |  | HEC-i Dragostunje | not identified |  |  | private |  | 2009 |  |  |  | concession awarded | N/A | [15 empty] | None |  | http://www.dekliada-alb.al/en/hotolishti-cascade-hpp, http://www.albeiti.org/regjistri-i-koncensioneve-hidroenergjitike/
AL | Albania | Dragostunje concession/ Maja e Madhe | Hotolishti River and water catchment + 1500m | Shkumbin | Librazhd | Greenfield |  |  |  |  | 0 | 0.77 |  | HEC-i Dragostunje | not identified |  |  | private |  | 2009 |  |  |  | concession awarded | N/A | [15 empty] | None |  | http://www.dekliada-alb.al/en/hotolishti-cascade-hpp, http://www.albeiti.org/regjistri-i-koncensioneve-hidroenergjitike/
AL | Albania | Dragostunje concession/ Hotolisht | Hotolishti River and water catchment + 500m | Shkumbin | Librazhd | Greenfield |  |  |  |  | 0 | 0.94 |  | HEC-i Dragostunje | not identified |  |  | private |  | 2009 |  |  |  | concession awarded | N/A | [15 empty] | None |  | http://www.dekliada-alb.al/en/hotolishti-cascade-hpp, http://www.albeiti.org/regjistri-i-koncensioneve-hidroenergjitike/
AL | Albania | Dragostunje concession/ Ura | Hotolishti River and water catchment + 400m | Shkumbin | Librazhd | Greenfield |  |  |  |  | 0 | 1.26 |  | HEC-i Dragostunje | not identified |  |  | private |  | 2009 |  |  |  | concession awarded | N/A | [15 empty] | None |  | http://www.dekliada-alb.al/en/hotolishti-cascade-hpp, http://www.albeiti.org/regjistri-i-koncensioneve-hidroenergjitike/
AL | Albania | Kardhiq Cascade / Kardhiq | Kardhiqi River and water catchment + 358m | Vjosa | Gjirokaster | Greenfield |  |  |  |  | 0 | 1.22 |  | AE Kardhiq | not identified |  |  | private |  | 2009 |  |  |  | concession awarded | N/A | [15 empty] | None | Corruption allegations linked with the project in 2010. Albaenergiaplus shpk, Pacific Petroleum Albania and Art Construction belong to Arian Tartari, husband of a Democrat PM Albana Vokshi. Between March 15-September 15, 2013 AE Kardhiq represented by Arian Tartari was granted an environmental permit for the construction of a HPP in Kardhiq, Gjirokaster. | http://www.arkivalajmeve.com/Balla-Kontratat-per-ndertimin-e-HEC-ve-kane-vetem-nje-pronar-Arian-Tartarin.1046918156/ů http://www.premiereservices.al/assets/vendor/pdf/HEC.pdf, http://www.albeiti.org/regjistri-i-koncensioneve-hidroenergjitike/, http://dekliada-alb.al/en/kardhiq-cascade-hpp
AL | Albania | Kardhiq Cascade / Lapidari | Kardhiqi River and water catchment + 310m | Vjosa | Gjirokaster | Greenfield |  |  |  |  | 0 | 2.84 |  | AE Kardhiq | not identified |  |  | private |  | 2009 |  |  |  | concession awarded | N/A | [15 empty] | None |  | http://www.albeiti.org/regjistri-i-koncensioneve-hidroenergjitike/, http://dekliada-alb.al/en/kardhiq-cascade-hpp
AL | Albania | Kardhiq Cascade / Zhulat | Kardhiqi River and water catchment + 450m | Vjosa | Gjirokaster | Greenfield |  |  |  |  | 0 | 1.3 |  | AE Kardhiq | not identified |  |  | private |  | 2009 |  |  |  | concession awarded | N/A | [15 empty] | None |  | http://www.albeiti.org/regjistri-i-koncensioneve-hidroenergjitike/, http://dekliada-alb.al/en/kardhiq-cascade-hpp
AL | Albania | Kardhiq Cascade / Rehove | Kardhiqi River and water catchment + 660m | Vjosa | Gjirokaster | Greenfield |  |  |  |  | 0 | 2.3 |  | AE Kardhiq | not identified |  |  | private |  | 2009 |  |  |  | concession awarded | N/A | [15 empty] | None |  | http://www.albeiti.org/regjistri-i-koncensioneve-hidroenergjitike/, http://dekliada-alb.al/en/kardhiq-cascade-hpp
AL | Albania | Kardhiq Cascade / Cepune | Kardhiqi River and water catchment + 250m | Vjosa | Gjirokaster | Greenfield |  |  |  |  | 0 | 1.82 |  | AE Kardhiq | not identified |  |  | private |  | 2009 |  |  |  | concession awarded | N/A | [15 empty] | None |  | http://www.albeiti.org/regjistri-i-koncensioneve-hidroenergjitike/, http://dekliada-alb.al/en/kardhiq-cascade-hpp
AL | Albania | Shmil Cascade / Rinas | Water source: 945 m |  | Librazhd | Greenfield |  |  |  |  | 0 | 2.31 |  | none yet | none yet | [8 empty] | potential | N/A | [15 empty] | None |  | http://dekliada-alb.al/en/shmil-cascade-hpp
AL | Albania | Shmil Cascade / Gurakuq | Water source: +772/768 in 2 axes by 0.42 m3/s |  | Librazhd | Greenfield |  |  |  |  | 0 | 1.45 |  | none yet | none yet | [8 empty] | potential | N/A | [15 empty] | None |  | http://dekliada-alb.al/en/shmil-cascade-hpp
AL | Albania | Shmil Cascade / Shpellez | Water source: +649.3 m asl River of Rinas |  | Librazhd | Greenfield |  |  |  |  | 0 | 1.4 |  | none yet | none yet | [8 empty] | potential | N/A | [15 empty] | None |  | http://dekliada-alb.al/en/shmil-cascade-hpp
AL | Albania | Shmil Cascade / Orenje | Water source: +540.87 Rinas + Ballgjini creek |  | Librazhd | Greenfield |  |  |  |  | 0 | 1.04 |  | none yet | none yet | [8 empty] | potential | N/A | [15 empty] | None |  | http://dekliada-alb.al/en/shmil-cascade-hpp
AL | Albania | Shmil Cascade / Orenja e Vogel | Water source: +600.3 Orenja creek |  | Librazhd | Greenfield |  |  |  |  | 0 | 0.75 |  | none yet | none yet | [8 empty] | potential | N/A | [15 empty] | None |  | http://dekliada-alb.al/en/shmil-cascade-hpp
AL | Albania | Shmil Cascade / Qafa | Water source: +614/610 Qafa + Bena creek |  | Librazhd | Greenfield |  |  |  |  | 0 | 0.77 |  | none yet | none yet | [8 empty] | potential | N/A | [15 empty] | None |  | http://dekliada-alb.al/en/shmil-cascade-hpp
AL | Albania | Shmil Cascade / Shmili | Water source: +548.9 Shmil river |  | Librazhd | Greenfield |  |  |  |  | 0 | 0.86 |  | none yet | none yet | [8 empty] | potential | N/A | [15 empty] | None |  | http://dekliada-alb.al/en/shmil-cascade-hpp
AL | Albania | Shmil Cascade / Kutermani | Water source: +478.3/468.97 Shmili River + Qerreti Creek |  | Librazhd | Greenfield |  |  |  |  | 0 | 6.68 |  | none yet | none yet | [8 empty] | potential | N/A | [15 empty] | None |  | http://dekliada-alb.al/en/shmil-cascade-hpp
AL | Albania | Shmil Cascade / Zdrajshi | Water source: +658.3 Zdrajshi creek |  | Librazhd | Greenfield |  |  |  |  | 0 | 1.39 |  | none yet | none yet | [8 empty] | potential | N/A | [15 empty] | None |  | http://dekliada-alb.al/en/shmil-cascade-hpp
BA | Bosnia and Herzegovina | Babino Selo | Vrbas | Sava | Donji Vakuf | Greenfield |  |  |  |  | 0 | 6.17 | 23650 | Elektroprivreda BIH | Elektroprivreda BIH |  | Federation of BiH | public | 1 |  |  |  |  | planned | N/A | EUR | 20 | 20 | 6 | BA-MDB | European Bank for Reconstruction and Development (EBRD) | Planned | credit | 22 |  |  |  | Western Balkans Investment Framework (WBIF) | Signed | 0.75 | Yes | Potential EBRD financing is so far only at an early stage. Huchen habitat. | http://www.elektroprivreda.ba/stranica/395 http://www.wbif.eu/ipa_projects/1941 http://www.wbif.eu/projects?utf8=%E2%9C%93&q=&donor_id[]=21&location_id[]=2&sector_id[]=1&total_cost_from=&total_cost_to=&year_from=&year_to=&advanced_search=0&search=, http://www.elektroprivreda.ba/upload/documents/tenderi_oglasi/TD%202014/Juni/Babino%20Selo%20Procurement%20Notice%2010%20June%202014%20clean.pdf, http://www.elektroprivreda.ba/stranica/395, https://www.devex.com/funding/r?report=tender-151274&filter%5Bstatuses%5D%5B%5D=forecast&filter%5Bstatuses%5D%5B%5D=open
BA | Bosnia and Herzegovina | Vinac | Vrbas | Sava | Vinac (Jajce) | Greenfield |  |  |  |  | 0 | 11.5 |  | Elektroprivreda BIH | Elektroprivreda BIH | BIH | Federation of BiH | public | 1 |  |  |  |  | planned | N/A | EUR | 20 | 20 | 5 | [11 empty] | None | WBIF financing of 0.75 million EUR was cancelled. It was previously reported that the EBRD was interested in financing but this is presumably no longer the case given the cancellation of the WBIF grant. | https://www.wbif.eu/wbif-projects/details?code=PRJ-BIH-ENE-005&ogtitle=Hydroelectric%20Power%20Plant%20Vinac&ogdescription=PRJ-BIH-ENE-005&ogimage=Sites/website/projects/PRJ-BIH-ENE-005/Vrbas%20River_466125245.jpg
BA | Bosnia and Herzegovina | Gornja Neretva RS 1 - Uloski Buk | Neretva | Adriatic | Kalinovik | Greenfield |  |  | Other | Inside | 0 | 9.9 |  | MHE "Marvel" d.o.o. Kalinovik | not identified |  |  | private |  | 2010 | 30 | 2040 |  | planned | N/A | [15 empty] | None | EIA being challenged in court. | http://koncesije-rs.org/dokumenti/koncesionari/Finalni%20izvjestaj%20o%20radu%20komisije%20za%202012.%20godinu_lat.pdf http://koncesije-rs.org/dokumenti/koncesionari/Prilog%20br%201%20MHE%202012%20g%20FINALL_lat.pdf, http://koncesije-rs.org/dokumenti/2014l/Prilog%201.%20Izvjestaja-MHE.pdf
BA | Bosnia and Herzegovina | Gornja Neretva RS 2 - Placikus | Neretva | Adriatic | Kalinovik | Greenfield |  |  | Other | Inside | 0 | 2.7 |  | MHE "Marvel" d.o.o. Kalinovik | not identified |  |  | private |  | 2010 | 30 | 2040 |  | planned | N/A | [15 empty] | None | EIA being challenged in court. | http://koncesije-rs.org/dokumenti/koncesionari/Finalni%20izvjestaj%20o%20radu%20komisije%20za%202012.%20godinu_lat.pdf http://koncesije-rs.org/dokumenti/koncesionari/Prilog%20br%201%20MHE%202012%20g%20FINALL_lat.pdf, http://koncesije-rs.org/dokumenti/2014l/Prilog%201.%20Izvjestaja-MHE.pdf
BA | Bosnia and Herzegovina | Gornja Neretva RS 3 - Trnovica | Neretva | Adriatic | Kalinovik | Greenfield |  |  | Nominated Emerald site | Inside | 0 | 0.7 |  | MHE "Marvel" d.o.o. Kalinovik | not identified |  |  | private |  | 2010 | 30 | 2040 |  | planned | N/A | [15 empty] | None | EIA being challenged in court. | http://koncesije-rs.org/dokumenti/koncesionari/Finalni%20izvjestaj%20o%20radu%20komisije%20za%202012.%20godinu_lat.pdf http://koncesije-rs.org/dokumenti/koncesionari/Prilog%20br%201%20MHE%202012%20g%20FINALL_lat.pdf, http://koncesije-rs.org/dokumenti/2014l/Prilog%201.%20Izvjestaja-MHE.pdf
BA | Bosnia and Herzegovina | Gornja Neretva RS 4 - Vrelo Krupac | Neretva | Adriatic | Kalinovik | Greenfield |  |  | Nominated Emerald site | Inside | 0 | 0.7 |  | MHE "Marvel" d.o.o. Kalinovik | not identified |  |  | private |  | 2010 | 30 | 2040 |  | planned | N/A | [15 empty] | None | EIA being challenged in court. | http://koncesije-rs.org/dokumenti/koncesionari/Finalni%20izvjestaj%20o%20radu%20komisije%20za%202012.%20godinu_lat.pdf http://koncesije-rs.org/dokumenti/koncesionari/Prilog%20br%201%20MHE%202012%20g%20FINALL_lat.pdf, http://koncesije-rs.org/dokumenti/2014l/Prilog%201.%20Izvjestaja-MHE.pdf
BA | Bosnia and Herzegovina | Gornja Neretva RS 5 - Grebenac-Usce | Neretva | Adriatic | Gacko | Greenfield |  |  | Nominated Emerald site | Inside | 0 | 1.3 |  | MHE "Marvel" d.o.o. Kalinovik | not identified |  |  | private |  | 2010 | 30 | 2040 |  | planned | N/A | [15 empty] | None | EIA public hearing May 2014 | http://koncesije-rs.org/dokumenti/koncesionari/Finalni%20izvjestaj%20o%20radu%20komisije%20za%202012.%20godinu_lat.pdf http://koncesije-rs.org/dokumenti/koncesionari/Prilog%20br%201%20MHE%202012%20g%20FINALL_lat.pdf, http://koncesije-rs.org/dokumenti/2014l/Prilog%201.%20Izvjestaja-MHE.pdf
BA | Bosnia and Herzegovina | Gornja Neretva RS 6 - Mjedenik | Neretva | Adriatic | Gacko | Greenfield |  |  | Nominated Emerald site | Inside | 0 | 1.2 |  | MHE "Marvel" d.o.o. Kalinovik | not identified |  |  | private |  | 2010 | 30 | 2040 |  | planned | N/A | [15 empty] | None | EIA public hearing May 2014 | http://koncesije-rs.org/dokumenti/koncesionari/Finalni%20izvjestaj%20o%20radu%20komisije%20za%202012.%20godinu_lat.pdf, http://www.akta.ba/Tender/javni-uvid-u-studiju-uticaja-na-zivotnu-sredinu-projekta-hes-gornja-neretva-faza-i-%28mhe-grebenac-usce-mhe-mjedenik-i-mhe-igascica-na-rijekama-neretva-i-igascica-opstina-gacko/139797, http://koncesije-rs.org/dokumenti/2014l/Prilog%201.%20Izvjestaja-MHE.pdf
BA | Bosnia and Herzegovina | Gornja Neretva RS 7 - Igascica | Neretva | Adriatic | Gacko | Greenfield |  |  | Nominated Emerald site | Inside | 0 | 0.5 |  | MHE "Marvel" d.o.o. Kalinovik | not identified |  |  | private |  | 2010 | 30 | 2040 |  | planned | N/A | [15 empty] | None | EIA public hearing May 2014 | http://koncesije-rs.org/dokumenti/koncesionari/Finalni%20izvjestaj%20o%20radu%20komisije%20za%202012.%20godinu_lat.pdf, http://www.akta.ba/Tender/javni-uvid-u-studiju-uticaja-na-zivotnu-sredinu-projekta-hes-gornja-neretva-faza-i-%28mhe-grebenac-usce-mhe-mjedenik-i-mhe-igascica-na-rijekama-neretva-i-igascica-opstina-gacko/139797, http://koncesije-rs.org/dokumenti/2014l/Prilog%201.%20Izvjestaja-MHE.pdf
BA | Bosnia and Herzegovina | Govza B-G-1 | Govza | Drina | Foca | Greenfield |  |  |  |  | 5.5 | 0 | 19000 | ELEKTROS d.o.o. Banja Luka | Ostoja Storebra |  |  | private |  | 2006 | 20 | 2026 |  | operational<5 | 2017 | BAM | 15 | 7.5 | [12 empty] | Not identified | Building works delayed due to landslides. Local people voiced concerns about this when construction started. Also a dispute with Elektroprenos transmission operator about building in the sanitary zone around one of its transmission lines. Test operations started in 2016, commercial operations in 2017. | http://koncesije-rs.org/lat/index.php?prikaz=stranica&id=24 http://ekapija.ba/bs/Vijest/investicije/pocinje-izgradnja-hidroelektrane-govza-bg-1/43745, http://koncesije-rs.org/dokumenti/2014l/Prilog%201.%20Izvjestaja-MHE.pdf, http://www.glassrpske.com/drustvo/vijesti/Kliziste-usporilo-gradnju-MHE-Govza-1/lat/191540.html, http://www.glassrpske.com/drustvo/panorama/Dalekovod-minira-izgradnju-elektrane/lat/188300.html, https://www.energetskiportal.rs/uskoro-pocinje-redovna-proizvodnja-elektricne-energije-u-mhe-govza-b-g-1/, http://koncesije-rs.org/lat/index.php?prikaz=stranica&id=15, http://bih.banke-biznis.com/vijesti/bih/item/10720-mjestani-foce-traze-obustavu-gradnje-mhe-govza-1
BA | Bosnia and Herzegovina | Jelec | Govza | Drina | Foca | Greenfield |  |  |  |  | 0 | 4.8 | 10 | Eling Inzinjering d.o.o. Teslic | Petrol Hidroenergija d.o.o. Teslić |  |  | private | [5 empty] | under construction | N/A | [15 empty] | Not identified | Eling got the concession but its website says that Petrol Hidroenergija from Teslic is the investor, and it was Petrol which requested a construction permit. | http://koncesije-rs.org/dokumenti/2014l/Prilog%201.%20Izvjestaja-MHE.pdf, http://koncesije-rs.org/dokumenti/koncesionari/Prilog%20br%201%20MHE%202012%20g%20FINALL_lat.pdf, http://koncesije-rs.org/lat/index.php?prikaz=stranica&id=24 http://www.eling.co/vijesti/29-radovi-na-mhe-jelec, http://www.reers.ba/lat/node/4771, http://koncesije-rs.org/lat/index.php?prikaz=stranica&id=15
BA | Bosnia and Herzegovina | Janjici | Bosna | Sava | Zenica | Greenfield |  |  |  |  | 0 | 13.3 |  | Elektroprivreda BIH | Elektroprivreda BIH | [8 empty] | planned | N/A | BAM | 68.4 | 34.98 | 5 | [8 empty] | Kreditanstalt für Wiederaufbau (KfW) | Signed | 30.875 | Yes | KfW signed a EUR 0.705 million grant (for feasibility study), a 0.17 million grant (environmental and social assessment and baseline survey), and a EUR 30 million loan. By 2015 the feasibility study had been completed and the environmental assessment was ongoing. Construction planned to start by 2019. | http://parlamentfbih.gov.ba/dom_naroda/bos/parlament/propisi/El_materijali/Projekti.pdf https://www.kfw-entwicklungsbank.de/ipfz/Projektdatenbank/Bau-des-Wasserkraftwerks-Janjici-33606 http://www.elektroprivreda.ba/stranica/hidroelektrana-janjici http://www.parlamentfbih.gov.ba/dom_naroda/bos/parlament/propisi/usvojeni_p/KFW%20janjici%20Odluka.pdf Response from KfW to information request, 02.11.2015, http://www.elektroprivreda.ba/upload/documents/tacka4_44SD.pdf
BA | Bosnia and Herzegovina | Ustipraca | Praca | Drina | Rogatica/Nova Gorazde | Greenfield |  |  | Other | Inside | 0 | 6.8 | 35350 | Hidroinvest d.o.o. Rogatica | Gavro Lazarevic, Tibra Pacific, Kiseljak | BiH | Tihomir Brajkovic | private |  | 2006 | 30 | 2036 |  | operational<5 | 2015 | BAM | 20 | 10 | [12 empty] | Not identified | Tihomir Brajkovic is one of the region's richest people, running Tibra Pacific, a construction/property business. | http://koncesije-rs.org/dokumenti/koncesionari /Finalni%20izvjestaj%20o%20radu%20komisije%20za%202012.%20godinu_lat.pdf http://058.ba/2014/11/izgradnja-mhe-na-praci-izmedu-mesica-i-ustiprace/, http://koncesije-rs.org/dokumenti/2014l/Prilog%201.%20Izvjestaja-MHE.pdf, http://bizreg.pravosudje.ba, http://bizreg.esrpska.com, http://www.jutarnji.hr/vodeci-kvartet-todoric--kostic--cesko-i-tedeschi-/1194956/, http://koncesije-rs.org/lat/index.php?prikaz=stranica&id=15
BA | Bosnia and Herzegovina | Dub | Praca | Drina | Rogatica | Greenfield |  |  |  |  | 0 | 9.4 | 46737 | Hidroinvest d.o.o. Rogatica | Gavro Lazarevic, Tibra Pacific, Kiseljak |  |  | private |  | 2006 | 30 | 2036 |  | under construction | N/A | BAM | 35 | 17.5 | [12 empty] | Not identified | Construction or preparation of construction started in 2016 according to Concession Commission's report | http://koncesije-rs.org/dokumenti/koncesionari /Finalni%20izvjestaj%20o%20radu%20komisije%20za%202012.%20godinu_lat.pdf http://058.ba/2014/11/izgradnja-mhe-na-praci-izmedu-mesica-i-ustiprace/, http://koncesije-rs.org/dokumenti/2014l/Prilog%201.%20Izvjestaja-MHE.pdf, http://bizreg.pravosudje.ba, http://bizreg.esrpska.com, http://www.jutarnji.hr/vodeci-kvartet-todoric--kostic--cesko-i-tedeschi-/1194956/, http://koncesije-rs.org/lat/index.php?prikaz=stranica&id=15
BA | Bosnia and Herzegovina | Suceska R-S-1 | Suceska | Lim | Rudo | Greenfield |  |  |  |  | 1.8 | 0 | 7150 | "ERS" male hidroelektrane d.o.o. Istočno Sarajevo | Energy Eastern Europe Hydro Power GmbH | Austria | Wien Energie/Energie Zotter | private |  | 2006 | 30 | 2036 |  | operational 5-10 | 2009 | [15 empty] | Not identified |  | http://koncesije-rs.org/dokumenti/koncesionari/Finalni%20izvjestaj%20o%20radu%20komisije%20za%202012.%20godinu_lat.pdf https://www.energy-eastern.eu/projects/republika-srpska/su%C4%87eska-rs-1/
BA | Bosnia and Herzegovina | Suceska R-S-2 | Suceska | Lim | Rudo | Greenfield |  |  |  |  | 1 | 0 | 4680 | "ERS" male hidroelektrane d.o.o. Istočno Sarajevo | Energy Eastern Europe Hydro Power GmbH | Austria | Wien Energie/Energie Zotter | private |  | 2006 | 30 | 2036 |  | operational<5 | 2012 | [15 empty] | Not identified |  | http://koncesije-rs.org/dokumenti/koncesionari/Finalni%20izvjestaj%20o%20radu%20komisije%20za%202012.%20godinu_lat.pdf https://www.energy-eastern.eu/projects/republika-srpska/su%C4%87eska-rs-2/ http://koncesije-rs.org/lat/index.php?prikaz=stranica&id=24, http://koncesije-rs.org/lat/index.php?prikaz=stranica&id=15
BA | Bosnia and Herzegovina | Radojna | Radojna | Lim | Rudo | Greenfield |  |  |  |  | 0 | 0.7 |  | "ERS" male hidroelektrane d.o.o. Istočno Sarajevo | Energy Eastern Europe Hydro Power GmbH | Austria | Wien Energie/Energie Zotter | private | [5 empty] | planned | N/A | [15 empty] | Not identified |  | http://koncesije-rs.org/dokumenti/koncesionari/Finalni%20izvjestaj%20o%20radu%20komisije%20za%202012.%20godinu_lat.pdf https://www.energy-eastern.eu/projects/republika-srpska/radojna/ http://koncesije-rs.org/lat/index.php?prikaz=stranica&id=24
BA | Bosnia and Herzegovina | Cardak | Gostovic | Bosna | Zavidovici | Greenfield |  |  |  |  | 0.8 | 0 |  | EBH d.o.o. Male hidroelektrane | Energy Eastern Europe Hydro Power GmbH | Austria | Wien Energie/Energie Zotter | private | [5 empty] | operational<5 | 2013 | [15 empty] | Not identified |  | http://www.energy-eastern.eu, http://www.sarajevotimes.com/austrian-investments-in-fbih-hydroelectric-plants/
BA | Bosnia and Herzegovina | Rujevica Usce | Gostovic | Bosna | Zavidovici | Greenfield |  |  |  |  | 0 | 0.74 |  | EBH d.o.o. Male hidroelektrane | Energy Eastern Europe Hydro Power GmbH | Austria | Wien Energie/Energie Zotter | private | [5 empty] | operational<5 | 2015 | [15 empty] | Not identified |  | http://www.energy-eastern.eu, http://www.sarajevotimes.com/austrian-investments-in-fbih-hydroelectric-plants/, https://www.energy-eastern.eu/projects/federation-bih/rujevica-u%C5%A1%C4%87e/
BA | Bosnia and Herzegovina | Botasnica Usce | Gostovic | Bosna | Zavidovici | Greenfield |  |  |  |  | 0 | 0.98 |  | EBH d.o.o. Male hidroelektrane | Energy Eastern Europe Hydro Power GmbH | Austria | Wien Energie/Energie Zotter | private | [5 empty] | operational<5 | 2016 | [15 empty] | Not identified |  | http://www.energy-eastern.eu, http://www.sarajevotimes.com/austrian-investments-in-fbih-hydroelectric-plants/, https://www.energy-eastern.eu/projects/federation-bih/bota%C5%A1nica-u%C5%A1%C4%87e/, http://www.ferk.ba/_sr/images/stories/2013/2502s2-dz-pr-ebh-botasnica-sr.pdf
BA | Bosnia and Herzegovina | Bistrica B-4 | Bistrica | Drina |  | Greenfield |  |  |  |  | 0 | 2.4 | 11900 | Bobar Taubinger Elektrik, Bijeljina | Bobar Taubinger Elektrik, Bijeljina | BiH/Austria | 50% Anton Kittel Mühle Plaika GmbH 50% Bobar Kompanija d.o.o., Bijeljina, BiH | private |  | 2006 | 30 |  |  | concession awarded | N/A | [15 empty] | None | No activities going on, according to 2016 Concession Commission report. | http://koncesije-rs.org/dokumenti/2014l/Prilog%201.%20Izvjestaja-MHE.pdf, http://koncesije-rs.org/cir/index.php?prikaz=stranica&id=15
BA | Bosnia and Herzegovina | Bistrica B-5-A | Bistrica | Drina |  | Greenfield |  |  | Other | Inside | 5 | 0 | 20 | Bobar Taubinger Elektrik, Bijeljina | Bobar Taubinger Elektrik, Bijeljina | BiH/Austria | 50% Anton Kittel Mühle Plaika GmbH 50% Bobar Kompanija d.o.o., Bijeljina, BiH | private |  | 2008 | 30 |  |  | operational<5 | 2012 | EUR | 6 | 6 | Most of it | [11 empty] | Yes | An Austrian family business that produces bio-flour etc coupled up with a Bosnian businessman, supposedly because they had too many obstacles to developing more renewable projects in Austria. There was no bank financing due mainly to the crisis. Eling d.o.o. Teslic seems to have been involved in some supervisory capacity. | http://koncesije-rs.org/dokumenti/koncesionari/Finalni%20izvjestaj%20o%20radu%20komisije%20za%202012.%20godinu_lat.pdf http://slideplayer.org/slide/1327353/ http://www.kleinwasserkraft.at/sites/default/files/wasserkraft_ausgabe30_dezember10_sicht_0.pdf, Capacity information from Background Report 1, regional strategy for sustainable hydropower in the Western Balkans.
BA | Bosnia and Herzegovina | Krupac | Zeljeznica | Bosna | Istocno Sarajevo | Greenfield |  |  |  |  | 0 | 5 | 27000 | Bobar Taubinger Elektrik, Bijeljina | Bobar Taubinger Elektrik, Bijeljina | BiH/Austria | 50% Anton Kittel Mühle Plaika GmbH 50% Bobar Kompanija d.o.o., Bijeljina, BiH | private |  | 2008 | 30 |  |  | concession awarded | N/A | [15 empty] | None | Project is suspended, according to 2016 Concession Commission report | http://koncesije-rs.org/dokumenti/2014l/Prilog%201.%20Izvjestaja-MHE.pdf, http://koncesije-rs.org/lat/index.php?prikaz=stranica&id=15
BA | Bosnia and Herzegovina | Paklenica | Paklenica | Bosna | Doboj | Greenfield |  |  |  |  | 0.2 | 0 | 1800 | Elektro Doboj d.o.o. | Elektro Doboj AD | BiH | ERS | public |  | 2007 | 30 | 2037 |  | operational<5 | 2014 | [15 empty] | Not identified | The beginning of the operation of this plant was plagued with problems due to 2012 being a dry year and also construction mistakes that meant the water didn't flow where it was supposed to. http://pressrs.ba/sr/vesti/vesti_dana/story/13908/Dali+dva+miliona+KM+za+elektranu+gde+nema+vode!.html Commercial operation started 2014 according to the Concession Commission | http://koncesije-rs.org/dokumenti/koncesionari/Finalni%20izvjestaj%20o%20radu%20komisije%20za%202012.%20godinu_lat.pdf http://koncesije-rs.org/lat/index.php?prikaz=stranica&id=24, http://elektrodoboj.net, http://koncesije-rs.org/cir/index.php?prikaz=stranica&id=15
BA | Bosnia and Herzegovina | Ziraja | Ziraja (Usora) | Bosna | Teslic | Greenfield |  |  |  |  | 0.5 | 0 | 1750 | Mega Elektrik d.o.o. Banja Luka | Dragan Jerinic, Danilo Petrovic, SOL SpA | BiH/Italy |  | private |  | 2007 | 30 | 2037 |  | operational<5 | 2012 | BAM | 1.2 | 0.6 | [6 empty] | Unicredit | Completed |  |  |  |  | Yes | It is not specified for which Mega Elektrik hydropower plants the Unicredit loan was given but it is clear that it is for more than one, so it is assumed to cover the three completed plants. Mega-Elektrik is owned by Dragan Jerinic, journalist of Nezavisni Novine and Danilo Petrovic, the son of the editor of Nezavisni Novine and son-in-law of Nebojsa Radmanovic, former member of the BiH presidency. http://slobodanvaskovic.blogspot.com/2013/04/kako-se-kalio-dragan-jerinic-nezavisno.html Conveniently, Petrovic's mother works in the Elektrokrajina public company which distributes electricity http://www.atvbl.com/direktorka-elektrokrajine-sklopila-posao-sa-sinovima/ | http://koncesije-rs.org/dokumenti/koncesionari/Finalni%20izvjestaj%20o%20radu%20komisije%20za%202012.%20godinu_lat.pdf http://koncesije-rs.org/lat/index.php?prikaz=stranica&id=24 http://slobodanvaskovic.blogspot.com/2013/04/kako-se-kalio-dragan-jerinic-nezavisno.html, http://koncesije-rs.org/dokumenti/2014l/Prilog%201.%20Izvjestaja-MHE.pdf, http://www.atvbl.com/direktorka-elektrokrajine-sklopila-posao-sa-sinovima/ http://koncesije-rs.org/dokumenti/aktivnosti/izvjestaj%20o%20radu%20komisije_lat.pdf, http://koncesije-rs.org/lat/index.php?prikaz=stranica&id=15, http://www.solgroup.com/en/investor-relation/annual-reports/Bilancioinglese2016_PDF.pdf
BA | Bosnia and Herzegovina | Ziraja II | Ziraja (Usora) | Bosna | Teslic | Greenfield |  |  |  |  | 0.9 | 0 | 5200 | Mega Elektrik d.o.o. Banja Luka | Dragan Jerinic, Danilo Petrovic, SOL SpA | BiH/Italy |  | private |  | 2014 | 30 | 2044 |  | operational<5 | 2017 |  |  | 1.3 | [12 empty] | Yes | It is not specified for which Mega Elektrik hydropower plants the Unicredit loan was given but it is clear that it is for more than one, so it is assumed to cover the three plants completed by 2015 | http://koncesije-rs.org/dokumenti/2014l/Prilog%201.%20Izvjestaja-MHE.pdf, http://slobodanvaskovic.blogspot.com/2013/04/kako-se-kalio-dragan-jerinic-nezavisno.html, http://www.atvbl.com/direktorka-elektrokrajine-sklopila-posao-sa-sinovima/, http://koncesije-rs.org/dokumenti/aktivnosti/izvjestaj%20o%20radu%20komisije_lat.pdf, http://koncesije-rs.org/lat/index.php?prikaz=stranica&id=15, http://www.nezavisni.ba/u-teslicu-pustena-u-rad-mala-hidroelektrana/, http://www.solgroup.com/en/investor-relation/annual-reports/Bilancioinglese2016_PDF.pdf, https://www.energetskiportal.rs/pustena-u-rad-mhe-ziraja-2-u-republici-srpskoj/
BA | Bosnia and Herzegovina | Gornji Zalukovik II | Studeni Jadar | Drina | Zalukovik | Greenfield |  |  |  |  | 0 | 0.35 | 1743 | Gornji Zalukovik II d.o.o. Vlasenica | not identified |  |  | private |  | 2006 | 30 | 2036 |  | concession awarded | N/A | [15 empty] | Not identified | Korona d.o.o. Vlasenica previous concessionaire | http://koncesije-rs.org/dokumenti/koncesionari/Finalni%20izvjestaj%20o%20radu%20komisije%20za%202012.%20godinu_lat.pdf http://koncesije-rs.org/dokumenti/koncesionari/Prilog%20br%201%20MHE%202012%20g%20FINALL_lat.pdf, http://koncesije-rs.org/dokumenti/2014l/Prilog%201.%20Izvjestaja-MHE.pdf, http://koncesije-rs.org/lat/index.php?prikaz=stranica&id=15
BA | Bosnia and Herzegovina | ATC na Obodnom kanalu | Majevicki Obodni Kanal | Sava | Bijeljina | Greenfield |  |  |  |  | 0 | 1.02 | 1300 | ABN Elektrane d.o.o. Bijeljina | not identified |  |  | private |  | 2006 | 30 | 2036 |  | concession awarded | N/A | [15 empty] | None |  | http://koncesije-rs.org/dokumenti/koncesionari/Finalni%20izvjestaj%20o%20radu%20komisije%20za%202012.%20godinu_lat.pdf http://koncesije-rs.org/lat/index.php?prikaz=stranica&id=24, http://koncesije-rs.org/dokumenti/2014l/Prilog%201.%20Izvjestaja-MHE.pdf, http://koncesije-rs.org/lat/index.php?prikaz=stranica&id=15
BA | Bosnia and Herzegovina | Gradac, Burum and Miljevici, na uscu Majevickog kanala | Majevicki Kanal | Sava | Bijeljina | Greenfield |  |  |  |  | 0 | 0.81 | 3200 | ABN Elektrane d.o.o. Bijeljina | not identified |  |  | private |  | 2006 | 30 | 2036 |  | concession awarded | N/A | [15 empty] | None | Originally the concession was for one plant, Gradac, of 0.32 MW, but an annex was signed with changes | http://koncesije-rs.org/lat/index.php?prikaz=stranica&id=24 http://koncesije-rs.org/dokumenti/koncesionari/Prilog%20br%201%20MHE%202012%20g%20FINALL_lat.pdf, http://koncesije-rs.org/dokumenti/2014l/Prilog%201.%20Izvjestaja-MHE.pdf, http://koncesije-rs.org/lat/index.php?prikaz=stranica&id=15
BA | Bosnia and Herzegovina | Grabovicka Rijeka - on Grabovicka River | Grabovica | Vrbas | Grabovica | Greenfield |  |  |  |  | 0 | 0.2 | 2000 | E-Promet d.o.o. | not identified |  |  | private |  | 2006 | 30 | 2036 |  | operational<5 | [16 empty] | None | There are four different companies named as concessionaires...FINCOSUL of Austria in the 2012 annual report of the RS concession commission, BB Promet d.o.o. of Banja Luka in the RS concession register (Concession 2006-2036) AND Inving d.o.o. Vlasenica (also 2006-2036) and E-Promet d.o.o. of Kotor Varos in a notice on requesting permission for energy generation http://www.reers.ba/lat/node/2734 and in the preliminary approval http://www.reers.ba/lat/node/2427. In the 2014 Concession Commission report, E-Promet is named with BB Promet in brackets, so it is assumed that E-Promet is the current project sponsor. Project suspended since 2011 according to 2016 Concession Commission report. | http://koncesije-rs.org/dokumenti/koncesionari/Finalni%20izvjestaj%20o%20radu%20komisije%20za%202012.%20godinu_lat.pdf http://koncesije-rs.org/dokumenti/koncesionari/Prilog%20br%201%20MHE%202012%20g%20FINALL_lat.pdf http://www.reers.ba/lat/node/2843, http://koncesije-rs.org/dokumenti/2014l/Prilog%201.%20Izvjestaja-MHE.pdf, http://koncesije-rs.org/lat/index.php?prikaz=stranica&id=15
BA | Bosnia and Herzegovina | Skakavac - on Grabovicka River | Grabovica | Vrbas | Grabovica | Greenfield |  |  |  |  | 0 | 0.23 | 1500 | FINCOSUL Austria or INVING d.o.o. Vlasenica | not identified |  |  | private |  | 2006 | 30 | 2036 |  | concession awarded | N/A | [15 empty] | None | Again confusion about the concessionaire. The 2012 Concession commission report says FINCOSUL while the RS concessions register says INVING d.o.o. Vlasenica. The 2014 Concession Commission report says the concession has been transferred to another concessionaire but does not say which one. The 2016 Concession Commission report says no activities have been undertaken since 2011. | http://koncesije-rs.org/dokumenti/koncesionari/Finalni%20izvjestaj%20o%20radu%20komisije%20za%202012.%20godinu_lat.pdf http://koncesije-rs.org/lat/index.php?prikaz=stranica&id=24, http://koncesije-rs.org/dokumenti/2014l/Prilog%201.%20Izvjestaja-MHE.pdf, http://koncesije-rs.org/lat/index.php?prikaz=stranica&id=15
BA | Bosnia and Herzegovina | Skakavac-Glavica | Cvrcka | Vrbas | Kotor Varos | Greenfield |  |  |  |  | 0 | 1.5 | 7100 | ENERGO-NEVAS d.o.o. Kneževo (Nevas d.o.o. Kneževo) | not identified |  |  | private |  | 2006 | 30 | 2036 |  | concession awarded | N/A | [15 empty] | None | Opposition from locals as the river is supposedly protected. However the situation was reported to be resolved in 2016 by the Concession Commission. | http://koncesije-rs.org/cir/index.php?prikaz=stranica&id=15
BA | Bosnia and Herzegovina | Lukavica | Lukavica | Bosna | Doboj | Greenfield |  |  |  |  | 0 | 0.5 | 150 | INVING d.o.o. Vlasenica | not identified | [8 empty] | unclear | N/A | [15 empty] | None | Concession Commission report 2016 says the concessionaire agrees to cancel the concession due to economic unfeasibility. Not clear if this has been done. | http://koncesije-rs.org/dokumenti/2014l/Prilog%201.%20Izvjestaja-MHE.pdf, http://koncesije-rs.org/lat/index.php?prikaz=stranica&id=15
BA | Bosnia and Herzegovina | Vrelo Gacici | Drinjaca tributary | Drina |  | Greenfield |  |  |  |  | 0 | 0.1 | 500 | INVING d.o.o. Vlasenica | not identified | [8 empty] | concession awarded | N/A | [15 empty] | None | No activities since 2011 according to the Concession Commission | http://koncesije-rs.org/dokumenti/2014l/Prilog%201.%20Izvjestaja-MHE.pdf, http://koncesije-rs.org/lat/index.php?prikaz=stranica&id=15
BA | Bosnia and Herzegovina | Do | Bregava | Neretva | Berkovici | Greenfield |  | Stolac | Tentative UNESCO site | Outside | 2 | 0 | 9279 | Strajko d.o.o. Trebinje | not identified |  |  | private | 1 | 2006 | 25 | 2031 |  | operational<5 | 2016 | [15 empty] | Not identified | The Bregava is a small but stunning river running through the tentative UNESCO site of Stolac, hosting a variety of fish and crayfish. The plant may have impacts on this downstream site. Local people protested during construction due to the way the works were carried out and the river blocked with rocks and other building materials. The plant does not work all year round due to lack of water. | http://koncesije-rs.org/dokumenti/2014l/Prilog%201.%20Izvjestaja-MHE.pdf, http://www.opstinaberkovici.com/berkovii/drutvo/983-studija-o-uticaju-na-ivotnu-sredinu-projekta-male-hidolelektane-do.html, http://www.avaz.ba/clanak/202609/izgradnjom-mini-hidrocentrale-na-bregavi-bit-ce-unisteni-historijski-objekti-i-imanja?url=clanak/202609/izgradnjom-mini-hidrocentrale-na-bregavi-bit-ce-unisteni-historijski-objekti-i-imanja, http://www.poslovator.eu/kako-radi-prva-mala-hidroelektrana-u-hercegovini, http://lat.rtrs.tv/vijesti/vijest.php?id=243377
BA | Bosnia and Herzegovina | Medna Sklop na Medijanci | Medijanska rijeka | Sava | Medna | Greenfield |  |  | Other | Inside | 0 | 0.89 | 8760 | WEB ENERGO d.o.o. Mrkonjic Grad | Ekovat d.o.o. Mrkonjic Grad | BiH | Dusan Milekic | private |  | 2006 | 25 | 2031 |  | concession awarded | N/A | [15 empty] | Not identified | Original concessionaire Ekovat d.o.o. Mrkonjic Grad. Web Energo could not be found in the Republika Srpska companies register at: http://bizreg.esrpska.com, only a subsidiary of Ekovat called Energotri. Construction permit obtained, according to Concession commission reports 2014-2016. Not clear whether construction is actually taking place. Huchen habitat | http://koncesije-rs.org/dokumenti/koncesionari/Finalni%20izvjestaj%20o%20radu%20komisije%20za%202012.%20godinu_lat.pdf, http://koncesije-rs.org/dokumenti/2014l/Prilog%201.%20Izvjestaja-MHE.pdf
BA | Bosnia and Herzegovina | Zezelja | Zezelja (Usora tributary) | Bosna | Blatnica | Greenfield |  |  |  |  | 0.273 | 0 |  | Mega Elektrik d.o.o. Banja Luka | Dragan Jerinic, Danilo Petrovic, SOL SpA | BiH/Italy |  | private |  | 2007 | 30 | 2037 |  | operational<5 | 2015 | [9 empty] | Unicredit | Completed |  |  |  |  | Yes | It is not clear exactly which of the Mega-Elektrik plants are covered by the Unicredit loan so it is assumed to be for the three completed plants. | http://koncesije-rs.org/dokumenti/koncesionari/Finalni%20izvjestaj%20o%20radu%20komisije%20za%202012.%20godinu_lat.pdf http://www.reers.ba/lat/node/3325 http://slobodanvaskovic.blogspot.com/2013/04/kako-se-kalio-dragan-jerinic-nezavisno.html, http://koncesije-rs.org/dokumenti/aktivnosti/izvjestaj%20o%20radu%20komisije_lat.pdf, http://koncesije-rs.org/cir/index.php?prikaz=stranica&id=15, http://www.solgroup.com/en/investor-relation/annual-reports/Bilancioinglese2016_PDF.pdf
BA | Bosnia and Herzegovina | Velika Jasenica | Velika Jasenica | Bosna | Blatnica | Greenfield |  |  |  |  | 0.65 | 0 | 1500 | Mega Elektrik d.o.o. Banja Luka | Dragan Jerinic, Danilo Petrovic, SOL SpA | BiH/Italy |  | private |  | 2007 | 30 | 2037 |  | operational<5 | 2014 | [9 empty] | Unicredit | Completed |  |  |  |  | Yes | It is not specified for which Mega Elektrik hydropower plants the Unicredit loan was given but it is clear that it is for more than one, so it is assumed to cover the three completed plants. | http://koncesije-rs.org/dokumenti/koncesionari/Finalni%20izvjestaj%20o%20radu%20komisije%20za%202012.%20godinu_lat.pdf http://koncesije-rs.org/lat/index.php?prikaz=stranica&id=24 http://slobodanvaskovic.blogspot.com/2013/04/kako-se-kalio-dragan-jerinic-nezavisno.html http://www.reers.ba/lat/node/2624, http://koncesije-rs.org/dokumenti/2014l/Prilog%201.%20Izvjestaja-MHE.pdf, http://koncesije-rs.org/dokumenti/aktivnosti/izvjestaj%20o%20radu%20komisije_lat.pdf, http://koncesije-rs.org/cir/index.php?prikaz=stranica&id=15, http://www.solgroup.com/en/investor-relation/annual-reports/Bilancioinglese2016_PDF.pdf
BA | Bosnia and Herzegovina | Sutjeska 2A | Sutjeska | Drina | Foca | Greenfield |  | Sutjeska | National Park | Inside | 0 | 4.7 | 18795 | DRINA HYDRO ENERGY d.o.o. Ugljevik | Premar Services AG | Switzerland | 100% | private |  | 2006 | 30 | 2036 |  | concession awarded | N/A | [15 empty] | Not identified | Premar Services is supposedly owned by Pero Tomic (he is manager there) however this cannot be confirmed due to lack of transparency of Swiss business registers. Premar Services has been involved in two scandals concerning imported dumper trucks for mines in BiH, one in RS and one in FBIH. | http://koncesije-rs.org/lat/index.php?prikaz=stranica&id=24, http://koncesije-rs.org/dokumenti/2014l/Prilog%201.%20Izvjestaja-MHE.pdf, http://bizreg.esrpska.com/Home/PretragaPoslovnogSubjekta, http://www.nezavisne.com/novosti/bih/Prijave-vise-od-tri-godine-putuju-po-tuzilastvima/3930, http://ba.n1info.com/a53515/Vijesti/Vijesti/Zaustaviti-kriminal-u-rudnicima.html, http://koncesije-rs.org/lat/index.php?prikaz=stranica&id=15
BA | Bosnia and Herzegovina | Sutjeska 2B | Sutjeska | Drina | Foca | Greenfield |  | Sutjeska | National Park (outside of the NP but in the same EIA study as Sutjeska 2A) | Outside | 0 | 3.27 | 15730 | DRINA HYDRO ENERGY d.o.o. Ugljevik | Premar Services AG | Switzerland | 100% | private |  | 2006 | 30 | 2036 |  | concession awarded | N/A | [15 empty] | Not identified | Premar Services is supposedly owned by Pero Tomic (he is manager there) however this cannot be confirmed due to lack of transparency of Swiss business registers. Premar Services has been involved in two scandals concerning imported dumper trucks for mines in BiH, one in RS and one in FBIH. | http://koncesije-rs.org/lat/index.php?prikaz=stranica&id=24, http://koncesije-rs.org/dokumenti/2014l/Prilog%201.%20Izvjestaja-MHE.pdf, http://bizreg.esrpska.com/Home/PretragaPoslovnogSubjekta, http://www.nezavisne.com/novosti/bih/Prijave-vise-od-tri-godine-putuju-po-tuzilastvima/3930, http://koncesije-rs.org/lat/index.php?prikaz=stranica&id=15
BA | Bosnia and Herzegovina | Hrcavka S-H-1 | Hrcavka | Drina | Foca | Greenfield |  | Sutjeska | National Park | Inside | 0 | 3.3 | 15400 | DRINA HYDRO ENERGY d.o.o. Ugljevik | Premar Services AG | Switzerland | 100% | private |  | 2006 | 22 | 2028 |  | concession awarded | N/A | [15 empty] | Not identified | Premar Services is supposedly owned by Pero Tomic (he is manager there) however this cannot be confirmed due to lack of transparency of Swiss business registers. Premar Services has been involved in two scandals concerning imported dumper trucks for mines in BiH, one in RS and one in FBIH. | http://koncesije-rs.org/lat/index.php?prikaz=stranica&id=24, http://koncesije-rs.org/dokumenti/2014l/Prilog%201.%20Izvjestaja-MHE.pdf, http://bizreg.esrpska.com/Home/PretragaPoslovnogSubjekta, http://www.nezavisne.com/novosti/bih/Prijave-vise-od-tri-godine-putuju-po-tuzilastvima/3930, http://koncesije-rs.org/lat/index.php?prikaz=stranica&id=15
BA | Bosnia and Herzegovina | Hrcavka S-H-2 | Hrcavka | Drina | Foca | Greenfield |  | Sutjeska | National Park | Inside | 0 | 0.3 | 1940 | DRINA HIDROENERGY d.o.o. Ugljevik | Premar Services AG | Switzerland | 100% | private |  | 2006 | 22 | 2028 |  | concession awarded | N/A | [15 empty] | Not identified | Premar Services is supposedly owned by Pero Tomic (he is manager there) however this cannot be confirmed due to lack of transparency of Swiss business registers. Premar Services has been involved in two scandals concerning imported dumper trucks for mines in BiH, one in RS and one in FBIH. | http://koncesije-rs.org/lat/index.php?prikaz=stranica&id=24, http://koncesije-rs.org/dokumenti/2014l/Prilog%201.%20Izvjestaja-MHE.pdf, http://bizreg.esrpska.com/Home/PretragaPoslovnogSubjekta, http://www.nezavisne.com/novosti/bih/Prijave-vise-od-tri-godine-putuju-po-tuzilastvima/3930 http://koncesije-rs.org/lat/index.php?prikaz=stranica&id=15
BA | Bosnia and Herzegovina | Hrcavka S-H-3 | Hrcavka | Drina | Foca | Greenfield |  | Sutjeska | National Park | Inside | 0 | 1 | 5300 | DRINA HYDRO ENERGY d.o.o. Ugljevik | Premar Services AG | Switzerland | 100% | private |  | 2006 | 22 | 2028 |  | concession awarded | N/A | [15 empty] | Not identified | Premar Services is supposedly owned by Pero Tomic (he is manager there) however this cannot be confirmed due to lack of transparency of Swiss business registers. Premar Services has been involved in two scandals concerning imported dumper trucks for mines in BiH, one in RS and one in FBIH. | http://koncesije-rs.org/lat/index.php?prikaz=stranica&id=24, http://koncesije-rs.org/dokumenti/2014l/Prilog%201.%20Izvjestaja-MHE.pdf, http://bizreg.esrpska.com/Home/PretragaPoslovnogSubjekta, http://www.nezavisne.com/novosti/bih/Prijave-vise-od-tri-godine-putuju-po-tuzilastvima/3930, http://koncesije-rs.org/lat/index.php?prikaz=stranica&id=15
BA | Bosnia and Herzegovina | Sutjeska S3 | Sutjeska | Drina | Foca | Greenfield |  | Sutjeska | Nominated Emerald Site | Inside | 0 | 4.5 | 20400 | Hidroenergy d.o.o. Gacko | GLA Holding | Austria | Vladimir Vukovic | private |  | 2006 | 20 | 2026 |  | planned | N/A | [15 empty] | Not identified |  | http://koncesije-rs.org/dokumenti/koncesionari/Finalni%20izvjestaj%20o%20radu%20komisije%20za%202012.%20godinu_lat.pdf, http://koncesije-rs.org/dokumenti/2014l/Prilog%201.%20Izvjestaja-MHE.pdf, http://www.glaholding.com/hydro.html, http://bizreg.esrpska.com/Home/PretragaPoslovnogSubjekta, http://koncesije-rs.org/lat/index.php?prikaz=stranica&id=15
BA | Bosnia and Herzegovina | Jabusnica J-1 | Jabusnica | Drina | Foca | Greenfield |  |  |  |  | 0 | 2.16 | 10397 | DRINA HYDRO ENERGY d.o.o. Ugljevik | Premar Services AG | Switzerland | 100% | private |  | 2006 | 20 | 2026 |  | concession awarded | N/A | [15 empty] | Not identified | Premar Services is supposedly owned by Pero Tomic (he is manager there) however this cannot be confirmed due to lack of transparency of Swiss business registers. Premar Services has been involved in two scandals concerning imported dumper trucks for mines in BiH, one in RS and one in FBIH. | http://koncesije-rs.org/lat/index.php?prikaz=stranica&id=24, http://koncesije-rs.org/dokumenti/2014l/Prilog%201.%20Izvjestaja-MHE.pdf, http://bizreg.esrpska.com/Home/PretragaPoslovnogSubjekta, http://www.nezavisne.com/novosti/bih/Prijave-vise-od-tri-godine-putuju-po-tuzilastvima/3930, http://koncesije-rs.org/lat/index.php?prikaz=stranica&id=15
BA | Bosnia and Herzegovina | S-J-2 Jabusnica | Jabusnica | Drina | Foca | Greenfield |  | Sutjeska | National Park | Inside | 0 | 2.3 | 6700 | Hidroenergy d.o.o. Gacko | GLA Holding | Austria | Vladimir Vukovic | private |  | 2006 | 20 | 2026 |  | concession awarded | N/A | [15 empty] | Not identified |  | http://koncesije-rs.org/dokumenti/koncesionari/Finalni%20izvjestaj%20o%20radu%20komisije%20za%202012.%20godinu_lat.pdf, http://koncesije-rs.org/dokumenti/2014l/Prilog%201.%20Izvjestaja-MHE.pdf, http://www.glaholding.com/hydro.html Republika Srpska concession commission report for 2015, annex 1 http://koncesije-rs.org/cir/index.php?prikaz=stranica&id=15
BA | Bosnia and Herzegovina | S-J-3 Jabusnica | Jabusnica | Drina | Foca | Greenfield |  | Sutjeska | National Park | Inside | 0 | 1.7 | 12700 | Hidroenergy d.o.o. Gacko | GLA Holding | Austria | Vladimir Vukovic | private |  | 2006 | 20 | 2026 |  | under construction | N/A | [15 empty] | Not identified |  | http://koncesije-rs.org/dokumenti/koncesionari/Finalni%20izvjestaj%20o%20radu%20komisije%20za%202012.%20godinu_lat.pdf, http://koncesije-rs.org/dokumenti/2014l/Prilog%201.%20Izvjestaja-MHE.pdf, http://www.glaholding.com/hydro.html, Republika Srpska concession commission report for 2015, annex 1 http://koncesije-rs.org/cir/index.php?prikaz=stranica&id=15
BA | Bosnia and Herzegovina | Ilomska | Ilomska | Vrbas | Knezevo | Greenfield |  |  |  |  | 4.8 | 0 | 16000 | Eling Inzinjering d.o.o. Teslic | Eling Inzinjering d.o.o. Teslic | BiH | Dragoljub Malic | private |  | 2009 | 30 | 2039 |  | operational<5 | 2014 | [15 empty] | Not identified | Seems to have been built without a valid environmental permit! Originally the concession was for 0.22 MW but it was changed and the change for the environmental permit was given by the local authorities but it should have been done on the entity level. http://www.nezavisne.com/posao/privreda/Hidroelektrana-izgradjena-bez-dozvole-a-trazi-subvenciju-281291.html In 2017 it was reported that the RS Regulatory Commission for Energy had revoked the licence for the plant. http://hercegovinapress.com/obavjestenje-za-javnost-reers-ponistio-dozvolu-ilomskoj/, http://www.capital.ba/mhe-ilomska-izgubila-dozvolu-za-proizvodnju-struje/ | https://www.youtube.com/watch?v=7UdzmtDXmkM, http://koncesije-rs.org/dokumenti/2014l/Prilog%201.%20Izvjestaja-MHE.pdf, http://hercegovinapress.com/obavjestenje-za-javnost-reers-ponistio-dozvolu-ilomskoj/, http://koncesije-rs.org/lat/index.php?prikaz=stranica&id=15, http://www.tacno.net/sarajevo/kome-jos-trebaju-zakoni-kako-su-vlasti-od-malih-hidroelektrana-napravile-veliku-prevaru/
BA | Bosnia and Herzegovina | Studena | Studena (Usora) | Bosna | Teslic | Greenfield |  |  |  |  | 0 | 0.945 | 3780 | Eling Inzinjering d.o.o. Teslic | Eling Inzinjering d.o.o. Teslic | BiH | Dragoljub Malic | private |  | 2009 | 30 | 2039 |  | under construction | N/A | [15 empty] | Not identified |  | http://koncesije-rs.org/dokumenti/koncesionari/Finalni%20izvjestaj%20o%20radu%20komisije%20za%202012.%20godinu_lat.pdf http://www.energetika.ba/hidroenergija/5104-vlada-rs-dala-koncesiju-za-izgradnju-he-studena.html, http://koncesije-rs.org/lat/index.php?prikaz=stranica&id=15, http://koncesije-rs.org/dokumenti/2016l/TABELA%201%202016.-MHE-VAŽEĆI%20i%20TABELA%202-%20Raskinuti%20UGOVORI-LATINICA.xlsx
BA | Bosnia and Herzegovina | Jovana | Zeleni Jadar | Drina | Milici | Greenfield |  |  |  |  | 0.9 | 0 | 3500 | Savox Milici | Elektro Jovana d.o.o. Milici | BiH |  | private |  | 2006 | 30 | 2036 |  | operational<5 | 2016 | [15 empty] | Not identified | Received credits from the Investment Bank of Republika Srpska but not clear if the credits for Savox were for the hydropower plant | http://koncesije-rs.org/lat/index.php?prikaz=stranica&id=24, http://koncesije-rs.org/dokumenti/2014l/Prilog%201.%20Izvjestaja-MHE.pdf, http://www.irbrs.net, http://koncesije-rs.org/cir/index.php?prikaz=stranica&id=15
BA | Bosnia and Herzegovina | Kraljuscica 1 | Kraljuscica | Neretva | Jablanica | Greenfield |  |  |  |  | 3.3 | 0 | 12500 | Amitea d.o.o. Mostar |  | BiH |  | private |  | 2006 | 30 | 2036 |  | operational<5 | 2015 |  |  |  |  | BA-MDB | European Bank for Reconstruction and Development (EBRD) | Signed | financial intermediary | 2 | Unicredit | Invested |  |  |  |  | Yes | WeBSEFF is a credit line developed by the EBRD and in this case financed through the Unicredit bank. Energy permit obtained in early 2015. Problems with environmental flow reported in 2017: https://www.klix.ba/vijesti/bih/konjic-ribari-upozoravaju-na-potpuni-nestanak-rijeke-nakon-izgradnje-elektrana/170612136 | http://encos.ba/reference/ http://www.saifbih.ba/javni-izvj/ucinak/pdf/Izvj_koncesije_bos.pdf http://www.ekapija.ba/bs/Tender/obavjestenje-o-podnesenim-zahtjevima-za-izdavanje-energetskih-dozvola-za-izgradnju-hidroelektrana-kraljuscica-1-kraljuscica-2-i-fotonaponske-elektrane-ce-hodovo-1/181037 http://www.webseff.com/index.php?option=com_content&view=article&id=169:project-map&catid=7:other&Itemid=337&lang=en, http://www.fbihvlada.gov.ba/hrvatski/sjednica.php?sjed_id=434&col=sjed_saopcenje, Background Report 1, regional strategy for sustainable hydropower in the Western Balkans, http://www.fmoit.gov.ba/userfiles/file/PDD-Amitea%20Projekat%20malih%20hidroelektrana.pdf
BA | Bosnia and Herzegovina | Kraljuscica 2 | Kraljuscica | Neretva | Jablanica | Greenfield |  |  |  |  | 5 | 0 | 18900 | Amitea d.o.o. Mostar | not identified | BiH |  | private |  | 2006 | 30 | 2036 |  | operational<5 | 2015 | [15 empty] | Not identified | Energy permit obtained in early 2015 | http://encos.ba/reference/ http://www.saifbih.ba/javni-izvj/ucinak/pdf/Izvj_koncesije_bos.pdf http://www.ekapija.ba/bs/Tender/obavjestenje-o-podnesenim-zahtjevima-za-izdavanje-energetskih-dozvola-za-izgradnju-hidroelektrana-kraljuscica-1-kraljuscica-2-i-fotonaponske-elektrane-ce-hodovo-1/181037, http://www.fbihvlada.gov.ba/hrvatski/sjednica.php?sjed_id=434&col=sjed_saopcenje, Background Report 1, regional strategy for sustainable hydropower in the Western Balkans, http://www.fmoit.gov.ba/userfiles/file/PDD-Amitea%20Projekat%20malih%20hidroelektrana.pdf
BA | Bosnia and Herzegovina | Kraljuscica 3 | Kraljuscica | Neretva | Jablanica | Greenfield | [7 empty] | Amitea d.o.o. Mostar | not identified | BiH |  | private |  | 2006 | 30 | 2036 |  | planned | N/A | [15 empty] | None | No recent activities on the project, env. permit issued in 2009 but no sign of renewal. | http://www.saifbih.ba/javni-izvj/ucinak/pdf/Izvj_koncesije_bos.pdf, www.fmoit.gov.ba/userfiles/file/2016/IZDATE%20dozvole%2026-2-2016.doc, http://www.fmoit.gov.ba/userfiles/file/PDD-Amitea%20Projekat%20malih%20hidroelektrana.pdf
BA | Bosnia and Herzegovina | Ljuta - Grebnik | Ljuta | Neretva | Konjic | Greenfield |  | Igman,Bjelašnica,Treskavica,kanjon rijeke Rakitnice (Visočica) | Protected by Odluka o utvrđivanju područja "Igman,Bjelašnica,Treskavica,kanjon rijeke Rakitnice (Visočica) 2005 but was it overturned by Ustavni Sud? | Inside | 0 | 1.278 |  | Inghydro d.o.o. Konjic | Kolektor Turboinstitut d.o.o. | Slovenia |  | private | 10 | 2008 | 30 |  |  | planned | N/A | [15 empty] | None | The project is highly controversial and was met with protests in 2013, as well as being challenged in court. The Ministry of Environmental Protection and Tourism claims that the decision to proclaim a national park was nullified by the Constitutional Court however the environmental permit itself mentions that it is a future national park. Inghydro d.o.o. is the current concession-holder, according to information from the EIA hearing for MHE Dindo in 2017 http://czzs.org/ljuti-zbog-ljute/. The concession was formerly held by parent company Kolektor Turboinstitut d.o.o. In 2017 a change was reported in the project in the EIA for Dindo HPP, so that high dams and reservoirs would be avoided, and Memiskovidi and Donje Luko HPPs would not be built. | http://www.saifbih.ba/javni-izvj/ucinak/pdf/Izvj_koncesije_bos.pdf, http://www.akta.ba/bs/Vijest/vijesti/neizvjesna-izgradnja-hidroelektrana-na-rijeci-ljuta/26245#ad-image-0 http://bizreg.pravosudje.ba, http://www.fmoit.gov.ba/userfiles/file/2017/Studija%20utjecaja%20na%20okolis%20za%20mHE%20Dindo.pdf
BA | Bosnia and Herzegovina | Ljuta - Ljuta | Ljuta | Neretva | Konjic | Greenfield |  | Igman, Bjelasnica,Treskavica, kanjon rijeke Rakitnice (Visocica) | Future National Park but already protected by Odluka o utvrdjivanju podrucja "Igman, Bjelasnica,Treskavica, kanjon rijeke Rakitnice (Visocica) 2005 | Inside | 0 | 2.094 |  | Inghydro d.o.o. Konjic | Kolektor Turboinstitut d.o.o. | Slovenia |  | private | 10 | 2008 | 30 |  |  | planned | N/A | [15 empty] | None | The project is highly controversial and was met with protests in 2013, as well as being challenged in court. The Ministry of Environmental Protection and Tourism claims that the decision to proclaim a national park was nullified by the Constitutional Court however the environmental permit itself mentions that it is a future national park. Inghydro d.o.o. is the current concession-holder, according to information from the EIA hearing for MHE Dindo in 2017 http://czzs.org/ljuti-zbog-ljute/. The concession was formerly held by parent company Kolektor Turboinstitut d.o.o. In 2017 a change was reported in the project in the EIA for Dindo HPP, so that high dams and reservoirs would be avoided, and Memiskovidi and Donje Luko HPPs would not be built. | http://www.saifbih.ba/javni-izvj/ucinak/pdf/Izvj_koncesije_bos.pdf, http://www.akta.ba/bs/Vijest/vijesti/neizvjesna-izgradnja-hidroelektrana-na-rijeci-ljuta/26245#ad-image-0 http://bizreg.pravosudje.ba, http://www.fmoit.gov.ba/userfiles/file/2017/Studija%20utjecaja%20na%20okolis%20za%20mHE%20Dindo.pdf
BA | Bosnia and Herzegovina | Ljuta - Sastavci | Ljuta | Neretva | Konjic | Greenfield |  | Igman, Bjelasnica,Treskavica, kanjon rijeke Rakitnice (Visocica) | Future National Park but already protected by Odluka o utvrdjivanju podrucja "Igman, Bjelasnica,Treskavica, kanjon rijeke Rakitnice (Visocica) 2005 | Inside | 0 | 1 |  | Inghydro d.o.o. Konjic | Kolektor Turboinstitut d.o.o. | Slovenia |  | private | 10 | 2008 | 30 |  |  | planned | N/A | [15 empty] | None | The project is highly controversial and was met with protests in 2013, as well as being challenged in court. The Ministry of Environmental Protection and Tourism claims that the decision to proclaim a national park was nullified by the Constitutional Court however the environmental permit itself mentions that it is a future national park. Inghydro d.o.o. is the current concession-holder, according to information from the EIA hearing for MHE Dindo in 2017 http://czzs.org/ljuti-zbog-ljute/. The concession was formerly held by parent company Kolektor Turboinstitut d.o.o. In 2017 a change was reported in the project in the EIA for Dindo HPP, so that high dams and reservoirs would be avoided, and Memiskovidi and Donje Luko HPPs would not be built. | http://www.saifbih.ba/javni-izvj/ucinak/pdf/Izvj_koncesije_bos.pdf, http://www.akta.ba/bs/Vijest/vijesti/neizvjesna-izgradnja-hidroelektrana-na-rijeci-ljuta/26245#ad-image-0 http://bizreg.pravosudje.ba, http://www.fmoit.gov.ba/userfiles/file/2017/Studija%20utjecaja%20na%20okolis%20za%20mHE%20Dindo.pdf
BA | Bosnia and Herzegovina | Ljuta - Srednja voda | Ljuta | Neretva | Konjic | Greenfield |  | Igman, Bjelasnica,Treskavica, kanjon rijeke Rakitnice (Visocica) | Future National Park but already protected by Odluka o utvrdjivanju podrucja "Igman, Bjelasnica,Treskavica, kanjon rijeke Rakitnice (Visocica) 2005 | Inside | 0 | 0.26 |  | Inghydro d.o.o. Konjic | Kolektor Turboinstitut d.o.o. | Slovenia |  | private | 10 | 2008 | 30 |  |  | planned | N/A | [15 empty] | None | The project is highly controversial and was met with protests in 2013, as well as being challenged in court. The Ministry of Environmental Protection and Tourism claims that the decision to proclaim a national park was nullified by the Constitutional Court however the environmental permit itself mentions that it is a future national park. Inghydro d.o.o. is the current concession-holder, according to information from the EIA hearing for MHE Dindo in 2017 http://czzs.org/ljuti-zbog-ljute/. The concession was formerly held by parent company Kolektor Turboinstitut d.o.o. In 2017 a change was reported in the project in the EIA for Dindo HPP, so that high dams and reservoirs would be avoided, and Memiskovidi and Donje Luko HPPs would not be built. | http://www.saifbih.ba/javni-izvj/ucinak/pdf/Izvj_koncesije_bos.pdf, http://www.akta.ba/bs/Vijest/vijesti/neizvjesna-izgradnja-hidroelektrana-na-rijeci-ljuta/26245#ad-image-0 http://bizreg.pravosudje.ba, http://www.fmoit.gov.ba/userfiles/file/2017/Studija%20utjecaja%20na%20okolis%20za%20mHE%20Dindo.pdf
BA | Bosnia and Herzegovina | Ljuta - Palez | Ljuta | Neretva | Konjic | Greenfield |  | Igman, Bjelasnica,Treskavica, kanjon rijeke Rakitnice (Visocica) | Future National Park but already protected by Odluka o utvrdjivanju podrucja "Igman, Bjelasnica,Treskavica, kanjon rijeke Rakitnice (Visocica) 2005 | Inside | 0 | 4.59 |  | Inghydro d.o.o. Konjic | Kolektor Turboinstitut d.o.o. | Slovenia |  | private | 10 | 2008 | 30 |  |  | planned | N/A | [15 empty] | None | The project is highly controversial and was met with protests in 2013, as well as being challenged in court. The Ministry of Environmental Protection and Tourism claims that the decision to proclaim a national park was nullified by the Constitutional Court however the environmental permit itself mentions that it is a future national park. Inghydro d.o.o. is the current concession-holder, according to information from the EIA hearing for MHE Dindo in 2017 http://czzs.org/ljuti-zbog-ljute/. The concession was formerly held by parent company Kolektor Turboinstitut d.o.o. In 2017 a change was reported in the project in the EIA for Dindo HPP, so that high dams and reservoirs would be avoided, and Memiskovidi and Donje Luko HPPs would not be built. | http://www.saifbih.ba/javni-izvj/ucinak/pdf/Izvj_koncesije_bos.pdf, http://www.akta.ba/bs/Vijest/vijesti/neizvjesna-izgradnja-hidroelektrana-na-rijeci-ljuta/26245#ad-image-0 http://bizreg.pravosudje.ba, http://www.fmoit.gov.ba/userfiles/file/2017/Studija%20utjecaja%20na%20okolis%20za%20mHE%20Dindo.pdf
BA | Bosnia and Herzegovina | Ljuta - Lukavica-usce | Ljuta | Neretva | Konjic | Greenfield |  | Igman, Bjelasnica,Treskavica, kanjon rijeke Rakitnice (Visocica) | Future National Park but already protected by Odluka o utvrdjivanju podrucja "Igman, Bjelasnica,Treskavica, kanjon rijeke Rakitnice (Visocica) 2005 | Inside | 0 | 0.97 |  | Inghydro d.o.o. Konjic | Kolektor Turboinstitut d.o.o. | Slovenia |  | private | 10 | 2008 | 30 |  |  | planned | N/A | [15 empty] | None | The project is highly controversial and was met with protests in 2013, as well as being challenged in court. The Ministry of Environmental Protection and Tourism claims that the decision to proclaim a national park was nullified by the Constitutional Court however the environmental permit itself mentions that it is a future national park. Inghydro d.o.o. is the current concession-holder, according to information from the EIA hearing for MHE Dindo in 2017 http://czzs.org/ljuti-zbog-ljute/. The concession was formerly held by parent company Kolektor Turboinstitut d.o.o. In 2017 a change was reported in the project in the EIA for Dindo HPP, so that high dams and reservoirs would be avoided, and Memiskovidi and Donje Luko HPPs would not be built. | http://www.saifbih.ba/javni-izvj/ucinak/pdf/Izvj_koncesije_bos.pdf, http://www.akta.ba/bs/Vijest/vijesti/neizvjesna-izgradnja-hidroelektrana-na-rijeci-ljuta/26245#ad-image-0 http://bizreg.pravosudje.ba, http://www.fmoit.gov.ba/userfiles/file/2017/Studija%20utjecaja%20na%20okolis%20za%20mHE%20Dindo.pdf
BA | Bosnia and Herzegovina | Ljuta - Kozica-usce | Ljuta | Neretva | Konjic | Greenfield |  | Igman, Bjelasnica,Treskavica, kanjon rijeke Rakitnice (Visocica) | Future National Park but already protected by Odluka o utvrdjivanju podrucja "Igman, Bjelasnica,Treskavica, kanjon rijeke Rakitnice (Visocica) 2005 | Inside | 0 | 0.289 |  | Inghydro d.o.o. Konjic | Kolektor Turboinstitut d.o.o. | Slovenia |  | private | 10 | 2008 | 30 |  |  | planned | N/A | [15 empty] | None | The project is highly controversial and was met with protests in 2013, as well as being challenged in court. The Ministry of Environmental Protection and Tourism claims that the decision to proclaim a national park was nullified by the Constitutional Court however the environmental permit itself mentions that it is a future national park. Inghydro d.o.o. is the current concession-holder, according to information from the EIA hearing for MHE Dindo in 2017 http://czzs.org/ljuti-zbog-ljute/. The concession was formerly held by parent company Kolektor Turboinstitut d.o.o. In 2017 a change was reported in the project in the EIA for Dindo HPP, so that high dams and reservoirs would be avoided, and Memiskovidi and Donje Luko HPPs would not be built. | http://www.saifbih.ba/javni-izvj/ucinak/pdf/Izvj_koncesije_bos.pdf, http://www.akta.ba/bs/Vijest/vijesti/neizvjesna-izgradnja-hidroelektrana-na-rijeci-ljuta/26245#ad-image-0 http://bizreg.pravosudje.ba, http://www.fmoit.gov.ba/userfiles/file/2017/Studija%20utjecaja%20na%20okolis%20za%20mHE%20Dindo.pdf
BA | Bosnia and Herzegovina | Ljuta - Memiskovici | Ljuta | Neretva | Konjic | Greenfield |  | Igman, Bjelasnica,Treskavica, kanjon rijeke Rakitnice (Visocica) | Future National Park but already protected by Odluka o utvrdjivanju podrucja "Igman, Bjelasnica,Treskavica, kanjon rijeke Rakitnice (Visocica) 2005 | Inside | 0 | 4 |  | Inghydro d.o.o. Konjic | Kolektor Turboinstitut d.o.o. | Slovenia |  | private | 10 | 2008 | 30 |  |  | cancelled | N/A | [15 empty] | None | The project is highly controversial and was met with protests in 2013, as well as being challenged in court. The Ministry of Environmental Protection and Tourism claims that the decision to proclaim a national park was nullified by the Constitutional Court however the environmental permit itself mentions that it is a future national park. Inghydro d.o.o. is the current concession-holder, according to information from the EIA hearing for MHE Dindo in 2017 http://czzs.org/ljuti-zbog-ljute/. The concession was formerly held by parent company Kolektor Turboinstitut d.o.o. In 2017 a change was reported in the project in the EIA for Dindo HPP, so that high dams and reservoirs would be avoided, and Memiskovidi and Donje Luko HPPs would not be built. | http://www.saifbih.ba/javni-izvj/ucinak/pdf/Izvj_koncesije_bos.pdf, http://www.akta.ba/bs/Vijest/vijesti/neizvjesna-izgradnja-hidroelektrana-na-rijeci-ljuta/26245#ad-image-0 http://bizreg.pravosudje.ba, http://www.fmoit.gov.ba/userfiles/file/2017/Studija%20utjecaja%20na%20okolis%20za%20mHE%20Dindo.pdf
BA | Bosnia and Herzegovina | Ljuta - Dindo | Ljuta | Neretva | Konjic | Greenfield |  | Igman, Bjelasnica,Treskavica, kanjon rijeke Rakitnice (Visocica) | Future National Park but already protected by Odluka o utvrdjivanju podrucja "Igman, Bjelasnica,Treskavica, kanjon rijeke Rakitnice (Visocica) 2005 | Inside | 0 | 5.7 |  | Inghydro d.o.o. Konjic | Kolektor Turboinstitut d.o.o. | Slovenia |  | private | 10 | 2008 | 30 |  |  | planned | N/A | [15 empty] | None | The project is highly controversial and was met with protests in 2013, as well as being challenged in court. The Ministry of Environmental Protection and Tourism claims that the decision to proclaim a national park was nullified by the Constitutional Court however the environmental permit itself mentions that it is a future national park. Inghydro d.o.o. is the current concession-holder, according to information from the EIA hearing for MHE Dindo in 2017 http://czzs.org/ljuti-zbog-ljute/. The concession was formerly held by parent company Kolektor Turboinstitut d.o.o. In 2017 a change was reported in the project in the EIA for Dindo HPP, so that high dams and reservoirs would be avoided, and Memiskovidi and Donje Luko HPPs would not be built. | http://www.saifbih.ba/javni-izvj/ucinak/pdf/Izvj_koncesije_bos.pdf, http://www.akta.ba/bs/Vijest/vijesti/neizvjesna-izgradnja-hidroelektrana-na-rijeci-ljuta/26245#ad-image-0 http://bizreg.pravosudje.ba, http://www.fmoit.gov.ba/userfiles/file/2017/Studija%20utjecaja%20na%20okolis%20za%20mHE%20Dindo.pdf
BA | Bosnia and Herzegovina | Ljuta - Donje Luko | Ljuta | Neretva | Konjic | Greenfield |  | Igman, Bjelasnica,Treskavica, kanjon rijeke Rakitnice (Visocica) | Future National Park but already protected by Odluka o utvrdjivanju podrucja "Igman, Bjelasnica,Treskavica, kanjon rijeke Rakitnice (Visocica) 2005 | Inside | 0 | 2.25 |  | Inghydro d.o.o. Konjic | Kolektor Turboinstitut d.o.o. | Slovenia |  | private | 10 | 2008 | 30 |  |  | cancelled | N/A | [15 empty] | None | The project is highly controversial and was met with protests in 2013, as well as being challenged in court. The Ministry of Environmental Protection and Tourism claims that the decision to proclaim a national park was nullified by the Constitutional Court however the environmental permit itself mentions that it is a future national park. Inghydro d.o.o. is the current concession-holder, according to information from the EIA hearing for MHE Dindo in 2017 http://czzs.org/ljuti-zbog-ljute/. The concession was formerly held by parent company Kolektor Turboinstitut d.o.o. In 2017 a change was reported in the project in the EIA for Dindo HPP, so that high dams and reservoirs would be avoided, and Memiskovidi and Donje Luko HPPs would not be built. | http://www.saifbih.ba/javni-izvj/ucinak/pdf/Izvj_koncesije_bos.pdf, http://www.akta.ba/bs/Vijest/vijesti/neizvjesna-izgradnja-hidroelektrana-na-rijeci-ljuta/26245#ad-image-0 http://bizreg.pravosudje.ba, http://www.fmoit.gov.ba/userfiles/file/2017/Studija%20utjecaja%20na%20okolis%20za%20mHE%20Dindo.pdf
BA | Bosnia and Herzegovina | Sipovo, Janj | Janj | Vrbas | Sipovo | Greenfield |  | Kanjon rijeke Janj | Other | Inside | 0 | 3.24 |  | Royal Prima d.o.o. Mrkonjic Grad (Rojal Prima) or HIDROVAT d.o.o. Bjelajci | Slobodan Pejic | BiH |  | private |  | 2005 | 25 | 2031 |  | unclear | N/A | [15 empty] | None | Concession Commission report 2014 says "Rojal Prima" has the concession, but some previous documents name Hidrovat. Royal Prima is a restaurant company. No recent activities on the project, apparently due to legal issues around water use. | http://koncesije-rs.org/lat/index.php?prikaz=stranica&id=24, http://koncesije-rs.org/dokumenti/2014l/Prilog%201.%20Izvjestaja-MHE.pdf, http://www.sipovo-tourism.com/en/what-to-see/4-rijeka-janj, http://bizreg.esrpska.com, http://koncesije-rs.org/cir/index.php?prikaz=stranica&id=15
BA | Bosnia and Herzegovina | Ukrina | Ukrina | Sava | Derventa | Greenfield |  |  |  |  | 0 | 2.5 |  | TECHNOR-ENERGY AS | Technor AS | Norway |  | private |  | 2006 | 30 | 2036 |  | unclear | N/A | [15 empty] | None | Energocompany had the concession but it was cancelled. 2016 Concession commission report says the concession is to be cancelled as the plant is uneconomic, but it is not clear whether this has happened yet. | http://koncesije-rs.org/lat/index.php?prikaz=stranica&id=24, http://koncesije-rs.org/dokumenti/2014l/Prilog%201.%20Izvjestaja-MHE.pdf, http://koncesije-rs.org/cir/index.php?prikaz=stranica&id=15
BA | Bosnia and Herzegovina | Grabovica - Vrbanja | Vrbanja | Vrbas | Knezevo | Greenfield |  |  |  |  | 0 | 5 |  | HIDROKOP d.o.o. Banjaluka | Radislav Babic | BiH |  | private |  | 2006 | 20 | 2026 |  | concession awarded | N/A | [15 empty] | None | Project suspended for now according to 2016 Concession Commission report | http://koncesije-rs.org/lat/index.php?prikaz=stranica&id=24, http://koncesije-rs.org/dokumenti/2014l/Prilog%201.%20Izvjestaja-MHE.pdf, http://bizreg.esrpska.com
BA | Bosnia and Herzegovina | Kuslat | Zeleni Jadar | Drina | Zvornik | Greenfield |  |  | Other | Inside | 0 | 0.25 |  | Omorika MHE d.o.o. Doboj | Omorika P.E.T. d.o.o. Doboj | BiH | Dusan Bokan, Jasna Bokan | private |  | 2006 | 30 | 2036 |  | concession awarded | N/A | [15 empty] | None | Omorika P.E.T produces plastic. Environmental permit obtained. Changes being made to the project after floods and landslides in 2014. | http://koncesije-rs.org/lat/index.php?prikaz=stranica&id=24, http://koncesije-rs.org/dokumenti/2014l/Prilog%201.%20Izvjestaja-MHE.pdf, http://koncesije-rs.org/cir/index.php?prikaz=stranica&id=15
BA | Bosnia and Herzegovina | Parni Lug | Drinjaca | Drina | Zvornik | Greenfield |  |  | Other | Inside | 0 | 0.5 |  | Omorika MHE d.o.o. Doboj | Omorika P.E.T. d.o.o. Doboj | BiH | Dusan Bokan, Jasna Bokan | private |  | 2006 | 30 | 2036 |  | concession awarded | N/A | [15 empty] | None | Omorika P.E.T produces plastic. Environmental permit obtained. Changes being made to the project after floods and landslides in 2014. | http://koncesije-rs.org/lat/index.php?prikaz=stranica&id=24, http://koncesije-rs.org/dokumenti/2014l/Prilog%201.%20Izvjestaja-MHE.pdf, http://koncesije-rs.org/cir/index.php?prikaz=stranica&id=15
BA | Bosnia and Herzegovina | Rzav 1 | Rzav | Drina | Visegrad | Greenfield |  |  |  |  | 0 | 2 |  | MHE Rzav d.o.o. Visegrad | Savic Keg | BiH |  | private |  | 2007 | 30 | 2037 |  | concession awarded | N/A | [15 empty] | None | Environmental permit obtained in 2016 but no financing found | http://koncesije-rs.org/lat/index.php?prikaz=stranica&id=24, http://koncesije-rs.org/dokumenti/2014l/Prilog%201.%20Izvjestaja-MHE.pdf, http://bizreg.esrpska.com, http://koncesije-rs.org/cir/index.php?prikaz=stranica&id=15
BA | Bosnia and Herzegovina | Rzav 2 | Rzav | Drina | Visegrad | Greenfield |  |  |  |  | 0 | 2.5 |  | MHE Rzav d.o.o. Visegrad | Savic Keg | BiH |  | private |  | 2007 | 30 | 2037 |  | concession awarded | N/A | [15 empty] | None | Environmental permit obtained in 2016 but no financing found | http://koncesije-rs.org/lat/index.php?prikaz=stranica&id=24, http://koncesije-rs.org/dokumenti/2014l/Prilog%201.%20Izvjestaja-MHE.pdf, http://bizreg.esrpska.com, http://koncesije-rs.org/cir/index.php?prikaz=stranica&id=15
BA | Bosnia and Herzegovina | Rzav 3 | Rzav | Drina | Visegrad | Greenfield |  |  |  |  | 0 | 2.5 |  | MHE Rzav d.o.o. Visegrad | Savic Keg | BiH |  | private |  | 2007 | 30 | 2037 |  | concession awarded | N/A | [15 empty] | None | Environmental permit obtained in 2016 but no financing found | http://koncesije-rs.org/lat/index.php?prikaz=stranica&id=24, http://koncesije-rs.org/dokumenti/2014l/Prilog%201.%20Izvjestaja-MHE.pdf, http://bizreg.esrpska.com, http://koncesije-rs.org/cir/index.php?prikaz=stranica&id=15
BA | Bosnia and Herzegovina | Rzav 4 | Rzav | Drina | Visegrad | Greenfield |  |  |  |  | 0 | 3 |  | MHE Rzav d.o.o. Visegrad | Savic Keg | BiH |  | private |  | 2007 | 30 | 2037 |  | concession awarded | N/A | [15 empty] | None | Environmental permit obtained in 2016 but no financing found | http://koncesije-rs.org/lat/index.php?prikaz=stranica&id=24, http://koncesije-rs.org/dokumenti/2014l/Prilog%201.%20Izvjestaja-MHE.pdf, http://bizreg.esrpska.com, http://koncesije-rs.org/cir/index.php?prikaz=stranica&id=15
BA | Bosnia and Herzegovina | Rzav 5 | Rzav | Drina | Visegrad | Greenfield |  |  |  |  | 0 | 1.7 |  | MHE Rzav d.o.o. Visegrad | Savic Keg | BiH |  | private |  | 2007 | 30 | 2037 |  | concession awarded | N/A | [15 empty] | None | Environmental permit obtained in 2016 but no financing found | http://koncesije-rs.org/lat/index.php?prikaz=stranica&id=24, http://koncesije-rs.org/dokumenti/2014l/Prilog%201.%20Izvjestaja-MHE.pdf, http://bizreg.esrpska.com, http://koncesije-rs.org/cir/index.php?prikaz=stranica&id=15
BA | Bosnia and Herzegovina | Lukavica-Milici | Zeleni Jadar | Drina | Milici | Greenfield |  |  |  |  | 0 | 0.5 |  | None (previously Inving d.o.o. Vlasenica) | None |  |  |  |  | 2006 | 30 | 2036 |  | unclear | N/A | [15 empty] | None | The concession was cancelled in late 2013 according to media reports, though this is not reflected in the Republika Srpska concession register or concession commission reports. The company is in liquidation according to the Republika Srpska business register | http://koncesije-rs.org/lat/index.php?prikaz=stranica&id=24, http://bizreg.esrpska.com/, http://thesrpskatimes.com/srpskas-government-terminates-concession-contracts-for-small-hydro-power-plants/
BA/HR_HP_485 | Bosnia and Herzegovina | Busko Blato/Orlovac | Livanjsko polje |  | Livno | Existing |  | Livanjsko polje/Busko Blato | Ramsar site/Nominated Emerald Site | Inside | 237 | 237 |  | Hrvatska Elektroprivreda (HEP) | Hrvatska Elektroprivreda (HEP) | [8 empty] | operational>10 | 1973 | [15 empty] | N/A |  | http://www.hep.hr/proizvodnja/osnovni/hidroelektrane/jug/orlovac.aspx
BA/ME_HP_749 | Bosnia and Herzegovina | Bijeli Brijeg | Tara | Drina |  | Cancelled |  |  | Other |  |  |  |  | None | None | [8 empty] | Cancelled | N/A | [15 empty] | None | The project was described as cancelled in a 2006 expert preparation document for the Montenegro Energy Strategy, due to the River Tara now being protected. | http://www.gov.me/files/1181054394.pdf
BA/RS_HP_451 | Bosnia and Herzegovina | Srednja Drina - Tegare | Drina | Sava | Bratunac | Greenfield |  |  |  |  | 0 | 121 |  | Seci Energia s.p.a, http://www.seci-energia.com | EPS, ERS, HE na Drini (majority owned by ERS); Maccaferri Industrial Group owned by SECI S.p.A | Italy | Maccaferri family http://www.maccaferri.it/images/SECI%20SPA%20-%20MODEL%20231_GENERAL%20SECTION | private | 3 |  |  |  | None yet | planned | N/A | EUR | 870 | 870 | [12 empty] | None | This is part of the Middle Drina/Srednja Drina project which is governed by Serbia-Italy-Republika Srpska agreements for the export of electricity. It was chosen as one of the first round of the Energy Community Projects of EnCom Interest (PECI), but later dropped along with all the other electricity generation projects as the PECIs concept was changed. There has been little obvious activity going on around it in recent years, and there is no talk of financing as yet. It is not in the HE na Drini business plan for 2017-2019. | http://www.srbija.gov.rs/vesti/vest.php?id=138750, http://www.eps.rs/Eng/Pics/STRAT_RAZV_web_eng.pdf, http://www.henadrini.com/wp-content/uploads/PLAN-2017.-2019.pdf
BA/RS_HP_452 | Bosnia and Herzegovina | Srednja Drina - Dubravica | Drina | Sava | Bratunac | Greenfield |  |  | Other | Inside | 0 | 113 |  | Seci Energia s.p.a, http://www.seci-energia.com | EPS, ERS, HE na Drini (majority owned by ERS); Maccaferri Industrial Group owned by SECI S.p.A | Italy | Maccaferri family http://www.maccaferri.it/images/SECI%20SPA%20-%20MODEL%20231_GENERAL%20SECTION | Private | 3 |  |  |  | None yet | planned | N/A | [15 empty] | None | This is part of the Middle Drina/Srednja Drina project which is governed by Serbia-Italy-Republika Srpska agreements for the export of electricity. It was chosen as one of the first round of the Energy Community Projects of EnCom Interest (PECI), but later dropped along with all the other electricity generation projects as the PECIs concept was changed. There has been little obvious activity going on around it in recent years, and there is no talk of financing as yet. It is not in the HE na Drini business plan for 2017-2019. | http://www.srbija.gov.rs/vesti/vest.php?id=138750, http://www.eps.rs/Eng/Pics/STRAT_RAZV_web_eng.pdf, http://www.henadrini.com/wp-content/uploads/PLAN-2017.-2019.pdf
BA/RS_HP_453 | Bosnia and Herzegovina | Donja Drina - Kozluk | Drina | Sava | Kozluk | Greenfield |  |  |  |  | 0 | 67.2 |  | None yet | EPS, ERS, HE na Drini (majority owned by ERS) |  |  |  | 4 |  |  |  |  | planned | N/A | EUR | 1340 | 1340 | [12 empty] | None | This is part of the Lower Drina project | http://www.henadrini.com/hidropotencijal-sliva-drine/
BA/RS_HP_454 | Bosnia and Herzegovina | Donja Drina - Drina 1 | Drina | Sava | Kozluk | Greenfield |  |  |  |  | 0 | 68.5 |  | None yet | EPS, ERS, HE na Drini (majority owned by ERS) |  |  |  | 4 |  |  |  |  | planned | N/A | [15 empty] | None | This is part of the Lower Drina project | http://www.henadrini.com/hidropotencijal-sliva-drine/
BA/RS_HP_455 | Bosnia and Herzegovina | Donja Drina - Drina 2 | Drina | Sava | Kozluk | Greenfield |  |  | Other | Inside | 0 | 68.5 |  | None yet | EPS, ERS, HE na Drini (majority owned by ERS) |  |  |  | 4 |  |  |  |  | planned | N/A | [15 empty] | None | This is part of the Lower Drina project | http://www.henadrini.com/hidropotencijal-sliva-drine/
BA/RS_HP_456 | Bosnia and Herzegovina | Donja Drina - Drina 3 | Drina | Sava | Kozluk | Greenfield |  |  | Other | Inside | 0 | 68.5 |  | None yet | EPS, ERS, HE na Drini (majority owned by ERS) |  |  |  | 4 |  |  |  |  | planned | N/A | [15 empty] | None | This is part of the Lower Drina project | http://www.henadrini.com/hidropotencijal-sliva-drine/
BA/RS_HP_762 | Bosnia and Herzegovina | Srednja Drina - Rogacica | Drina | Sava | Bratunac | Greenfield |  |  |  |  | 0 | 87 |  | Seci Energia s.p.a, http://www.seci-energia.com | EPS, ERS, HE na Drini (majority owned by ERS); Maccaferri Industrial Group owned by SECI S.p.A | Italy | Maccaferri family http://www.maccaferri.it/images/SECI%20SPA%20-%20MODEL%20231_GENERAL%20SECTION | Private | 3 |  |  |  | None yet | planned | N/A | [15 empty] | None | This is part of the Middle Drina/Srednja Drina project which is governed by Serbia-Italy-Republika Srpska agreements for the export of electricity. It was chosen as one of the first round of the Energy Community Projects of EnCom Interest (PECI), but later dropped along with all the other electricity generation projects as the PECIs concept was changed. There has been little obvious activity going on around it in recent years, and there is no talk of financing as yet. It is not in the HE na Drini business plan for 2017-2019. | http://www.srbija.gov.rs/vesti/vest.php?id=138750, http://www.eps.rs/Eng/Pics/STRAT_RAZV_web_eng.pdf, http://www.henadrini.com/wp-content/uploads/PLAN-2017.-2019.pdf
BA_HP_1039 | Bosnia and Herzegovina | Ulog | Neretva | Adriatic | Kalinovik | Greenfield |  |  | Nominated Emerald Site | Inside | 0 | 35 |  | EFT HE ULOG d.o.o. Kalinovik | EFT Investments PLC/EFT HE „Ulog“ d.o.o | Cyprus | Milos Hamovic, among others | private |  | 2009 | 30 | 2039 | Sinohydro | unclear | N/A | EUR | 65 | 65 | [9 empty] | China Development Bank (CDB) | Planned |  | None | Preparatory works began but after two fatal landslide accidents in 2013 very little has happened at the site. In 2014 the company admitted that the geological conditions had been more complicated than anticipated and stated it was carrying out additional measurement works. http://www.eft-ulog.net/news/sr/projekat-ulog-na-gornjoj-neretvi.html Financing expected from China Development Bank but as of the annual report 2013/2014 it did not seem to have been signed. Now the Concession Commission report 2016 states that two dams are being explored instead of one. | http://www.eft-ulog.net/ulog.html, http://www.eft-ulog.net/news/sr/projekat-ulog-na-gornjoj-neretvi.html, http://www.eft-group.net/themes/front/assets/annualreport/2013-2014.pdf, http://koncesije-rs.org/dokumenti/2014l/Izvjestaj%20Komisije%20za%20Koncesije%20za%202014.god.pdf
BA_HP_350 | Bosnia and Herzegovina | Visegrad | Drina | Sava | Visegrad | Existing |  |  |  |  | 315 | 0 |  | HE na Drini | ERS | [8 empty] | operational>10 | 1989 | [15 empty] | N/A |  | http://www.henadrini.com/
BA_HP_359 | Bosnia and Herzegovina | Gornja Drina - Buk Bijela | Drina | Sava | Foca | Greenfield |  |  | Other | Inside | 0 | 100 |  | None yet | ERS, HE na Drini (majority owned by ERS) |  | public |  | 4 |  |  |  |  | planned | N/A | EUR | 500 | 500 | [12 empty] | None | This is part of the Upper Drina/Gornja Drina hydropower plant system. An agreement signed with RWE was cancelled on 15 May 2013. The EUR 500 million figure relates to the whole cascade, not the plant individually. An earlier 450 MW version of the plant was cancelled due to public outcry about its impacts on the Tara Canyon in Montenegro. Now there is interest from Chinese company Dongfang on one hand and on the other hand the EBRD is in the very early stages of consideration of the project - however no request for financing has been made yet. | http://www.slobodnaevropa.org/content/zasto-je-propao-ugovor-za-hidroelektranu-na-drini/25007079.html, http://www.rwe.com/web/cms/en/2742990/rwe-innogy/services/hydropower-services/our-experience/, http://www.energetika-net.com/vijesti/energetsko-gospodarstvo/vlada-rs-raskinula-ugovor-s-rwe-om-16962, http://www.henadrini.com/2017/07/predstavnici-kineske-kompanije-dongfang-electric-corporation-u-posjeti-hidroelektrani-visegrad/?lang=en, correspondence with EBRD
BA_HP_360 | Bosnia and Herzegovina | Ugar 1 | Ugar | Vrbas |  | Duplicate | [7 empty] | None | None | [8 empty] | unclear | [16 empty] | N/A | In 2007 the governments of Republika Srpska and the Federation of BiH agreed to construct a 40 MW plant or plants on the River Ugar. However in more up to date documents about planned hydro plants on the River Ugar (eg. COWI study) there is no separate plant called Ugar 1 but rather other plants which are already listed separatedly in this database. Therefore we do not regard this as a separate project from those already mentioned. A follow-up article from 2012 on the inter-entity agreement also speaks only about separate plants. http://www.ekapija.ba/en/Vijest/vijesti/hidroelektrana-na-ugru-ceka-dogovor-entiteta/24647 | http://www.ekapija.ba/en/Vijest/vijesti/hidroelektrana-na-ugru-ceka-dogovor-entiteta/24647
BA_HP_361 | Bosnia and Herzegovina | Gornja Drina - Paunci | Drina | Sava | Foca | Greenfield |  |  |  |  | 0 | 36.6 |  | None yet | ERS, HE na Drini (majority owned by ERS) |  | public |  | 4 |  |  |  |  | planned | N/A | [15 empty] | None | This is part of the Upper Drina/Gornja Drina hydropower plant system. An agreement signed with RWE was cancelled on 15 May 2013. | http://www.slobodnaevropa.org/content/zasto-je-propao-ugovor-za-hidroelektranu-na-drini/25007079.html, http://www.rwe.com/web/cms/en/2742990/rwe-innogy/services/hydropower-services/our-experience/, http://www.energetika-net.com/vijesti/energetsko-gospodarstvo/vlada-rs-raskinula-ugovor-s-rwe-om-16962
BA_HP_362 | Bosnia and Herzegovina | Gornja Drina - Sutjeska | Drina | Sava | Foca | Greenfield |  |  |  |  | 0 | 35 |  | None yet | ERS, HE na Drini (majority owned by ERS) |  | public |  | 4 |  |  |  |  | planned | N/A | [15 empty] | None | This is part of the Upper Drina/Gornja Drina hydropower plant system. An agreement signed with RWE was cancelled on 15 May 2013. | http://www.slobodnaevropa.org/content/zasto-je-propao-ugovor-za-hidroelektranu-na-drini/25007079.html, http://www.rwe.com/web/cms/en/2742990/rwe-innogy/services/hydropower-services/our-experience/, http://www.energetika-net.com/vijesti/energetsko-gospodarstvo/vlada-rs-raskinula-ugovor-s-rwe-om-16962
BA_HP_371 | Bosnia and Herzegovina | Konjic | Neretva | Adriatic | Konjic | Greenfield | [7 empty] | None | None | [8 empty] | unclear | N/A | [15 empty] | None | It has been agreed by local and federal authorities that this plant will not be built, however until a new Federal spatial plan is adopted, it cannot be said to have been officially cancelled | http://www.poslovni.hr/hrvatska/intrade-energija-odustala-od-he-a-konjic-1811, Zeleni Neretva
BA_HP_372 | Bosnia and Herzegovina | Vrhpolje | Sana | Sava | Sanski Most | Greenfield |  |  | Other | Inside | 0 | 5 |  | None | None | [8 empty] | potential | N/A | [15 empty] | None | Originally a large 79 MW plant was planned, however the cantonal spatial plan and draft FBIH spatial plan have now replaced this with 5 small hydros planned instead, as the large version would have involved flooding a whole village. The new plans are called Vrhpolje, Kamicak, Krbavica, Prhovo and Sokolovo and would have around 5 MW each. | http://www.fbihvlada.gov.ba/bosanski/izdvajamo/izgradnja.pdf http://www.vladatk.kim.ba/Vlada/Dokumenti/ppfbih/PPFBIH_SKRACENA%20VERZIJA%20-%2016_08_2012.pdf, http://mgpuzo.org/wp-content/uploads/2014/10/Osnovna_koncepcija_sintezna.pdf
BA | Bosnia and Herzegovina | Kamicak | Sana | Sava | Sanski Most | Greenfield |  |  | Other | Inside | 0 | 5 |  | None yet | None yet | [8 empty] | potential | N/A | [15 empty] | None | Originally a large 79 MW plant was planned, however the cantonal spatial plan and draft FBIH spatial plan have now replaced this with 5 small hydros planned instead, as the large version would have involved flooding a whole village. The new plans are called Vrhpolje, Kamicak, Krbavica, Prhovo and Sokolovo and would have around 5 MW each. | http://www.fbihvlada.gov.ba/bosanski/izdvajamo/izgradnja.pdf http://www.vladatk.kim.ba/Vlada/Dokumenti/ppfbih/PPFBIH_SKRACENA%20VERZIJA%20-%2016_08_2012.pdf, http://mgpuzo.org/wp-content/uploads/2014/10/Osnovna_koncepcija_sintezna.pdf
BA | Bosnia and Herzegovina | Krbavica | Sana | Sava | Sanski Most | Greenfield |  |  | Other | Inside | 0 | 5 |  | None yet | None yet | [8 empty] | potential | N/A | [15 empty] | None | Originally a large 79 MW plant was planned, however the cantonal spatial plan and draft FBIH spatial plan have now replaced this with 5 small hydros planned instead, as the large version would have involved flooding a whole village. The new plans are called Vrhpolje, Kamicak, Krbavica, Prhovo and Sokolovo and would have around 5 MW each. | http://www.fbihvlada.gov.ba/bosanski/izdvajamo/izgradnja.pdf http://www.vladatk.kim.ba/Vlada/Dokumenti/ppfbih/PPFBIH_SKRACENA%20VERZIJA%20-%2016_08_2012.pdf, http://mgpuzo.org/wp-content/uploads/2014/10/Osnovna_koncepcija_sintezna.pdf
BA | Bosnia and Herzegovina | Prhovo | Sana | Sava | Sanski Most | Greenfield |  |  | Other | Inside | 0 | 5 |  | None yet | None yet | [8 empty] | potential | N/A | [15 empty] | None | Originally a large 79 MW plant was planned, however the cantonal spatial plan and draft FBIH spatial plan have now replaced this with 5 small hydros planned instead, as the large version would have involved flooding a whole village. The new plans are called Vrhpolje, Kamicak, Krbavica, Prhovo and Sokolovo and would have around 5 MW each. | http://www.fbihvlada.gov.ba/bosanski/izdvajamo/izgradnja.pdf http://www.vladatk.kim.ba/Vlada/Dokumenti/ppfbih/PPFBIH_SKRACENA%20VERZIJA%20-%2016_08_2012.pdf, http://mgpuzo.org/wp-content/uploads/2014/10/Osnovna_koncepcija_sintezna.pdf
BA | Bosnia and Herzegovina | Sokolovo | Sana | Sava | Sanski Most | Greenfield |  |  | Other | Inside | 0 | 5 |  | None yet | None yet | [8 empty] | potential | N/A | [15 empty] | None | Originally a large 79 MW plant was planned, however the cantonal spatial plan and draft FBIH spatial plan have now replaced this with 5 small hydros planned instead, as the large version would have involved flooding a whole village. The new plans are called Vrhpolje, Kamicak, Krbavica, Prhovo and Sokolovo and would have around 5 MW each. | http://www.fbihvlada.gov.ba/bosanski/izdvajamo/izgradnja.pdf http://www.vladatk.kim.ba/Vlada/Dokumenti/ppfbih/PPFBIH_SKRACENA%20VERZIJA%20-%2016_08_2012.pdf, http://mgpuzo.org/wp-content/uploads/2014/10/Osnovna_koncepcija_sintezna.pdf
BA_HP_373 | Bosnia and Herzegovina | Ustikolina | Drina | Sava | Ustikolina/Gorazde | Greenfield |  |  |  |  | 0 | 60.48 |  | Elektroprivreda BiH | Elektroprivreda BiH | BiH | State | public | [5 empty] | planned | N/A | BAM | 270 | 138 | 8.8 | [11 empty] | None | The EIA was done in 2013. As of September 2013 only a small amount of own financing had been secured but no loans. The preliminary project design still is not finished according to EPBIH's website. | http://www.elektroprivreda.ba/upload/documents/SUO_HE%20Ustikolina_Netehnicki%20rezime.pdf, http://www.sarajevobusinessforum.com/en/projects/energy, http://parlamentfbih.gov.ba/dom_naroda/bos/parlament/propisi/El_materijali/Projekti.pdf, http://www.elektroprivreda.ba/stranica/hidroelektrana-ustikolina
BA_HP_374 | Bosnia and Herzegovina | Gornja Neretva - Glavaticevo | Neretva | Adriatic | Konjic | Greenfield |  |  | Nominated Emerald Site | Inside | 0 | 28.5 |  | Intrade Energija d.o.o., Sarajevo | Intrade d.o.o., Sarajevo (25%) and Petrol dd.(51%) | BiH/Slovenia | Nihad Spahalic/Slovene Sovereign Holding dd. plus others | private | [5 empty] | unclear | N/A | [15 empty] | None | The project has been dormant in recent years. The ownership structure of Petrol is here: http://www.petrol.eu/investors/ownership-structure | http://www.nosbih.ba/docs/PRILOG_IPRP_2015-2024.pdf, http://www.intrade.ba/intrade-energija/study%20last.pdf
BA_HP_375 | Bosnia and Herzegovina | Pec Mlini | Tihaljina | Adriatic | Grude | Existing |  |  |  |  | 30.6 | 0 | 72000 | Elektropriveda HZ HB d.d. Mostar | Elektropriveda HZ HB d.d. Mostar |  |  | public | [5 empty] | operational>10 | 2004 | BAM | 124 | 62 | 31 | [11 empty] | Not identified | Environmental changes noticed since construction http://www.klix.ba/vijesti/rijeku-tihaljinu-ugrozava-mini-he-pec-mlini/130826049. Financing 50/50 own resources and external credits but not clear from whom. http://www.ephzhb.ba/wp-content/uploads/brosura-Pec-Mlini_2014.pdf | http://www.ephzhb.ba/2014/09/10-godina-uspjesnoga-rada-he-pec-mlini/ Capacity information for last 15 years from Background Report 1, regional strategy for sustainable hydropower in the Western Balkans.
BA_HP_376 | Bosnia and Herzegovina | Mostarsko Blato | Listica | Neretva | Mostar | Greenfield |  |  |  |  | 60 | 0 | 90000 | Elektropriveda HZ HB d.d. Mostar | Elektropriveda HZ HB d.d. Mostar |  |  | public | [5 empty] | operational 5-10 | 2010 | BAM | 140 | 70 | [6 empty] | Zagrebacka Banka (Croatia)(Unicredit) | Completed | 10 | Croatian Bank for Reconstruction and Development | Completed | 7 | Yes | The Auditors report at http://www.saifbih.ba/javni-izvj/j-pred/pdf/Izvj_Elektroprivreda_%20HZHB_2007.pdf says 10 million from ZABA Zagrebacka Banka and 10 million from Unicredit Zagrebacka Banka but as far as we are aware they are one and the same. | http://parlamentfbih.gov.ba/dom_naroda/bos/parlament/propisi/El_materijali/Izvjestaj%20o%20radu%20komisije%20koncesije%202013%20godinu.pdf Capacity information for last 15 years from Background Report 1, regional strategy for sustainable hydropower in the Western Balkans.
BA_HP_377 | Bosnia and Herzegovina | Gornji Horizonti - Dabar | Trebisnjica | Adriatic | Berkovici | Greenfield |  |  | Nominated Emerald Site | Inside | 0 | 160.5 |  | Hidroelektrane na Trebisnjici and Elektroprivreda Republike Srpske | Hidroelektrane na Trebisnjici and Elektroprivreda Republike Srpske | BiH | Elektroprivreda Republike Srpske (state) | [6 empty] | planned | N/A | EUR | 180 | 180 | [12 empty] | None | Very controversial project due to downstream impact on Neretva delta in Croatia which is in danger of salination from the sea. FBIH also launched a court case against the project but unsuccessfully. The financing looks set to come from Chinese banks but has not been approved yet. http://www.capital.ba/kinezi-ponudili-da-finansiraju-85-odsto-projekta-izgradnje-he-dabar/ | http://www.ers.ba/index.php?option=com_content&view=article&id=48&Itemid=79&lang=ba, https://www.energy-community.org/portal/page/portal/ENC_HOME/AREAS_OF_WORK/Instruments/Investments/PECIs
BA_HP_378 | Bosnia and Herzegovina | Gornji Horizonti - Nevesinje |  | Adriatic | Nevesinje | Greenfield |  |  | Nominated Emerald Site | Inside | 0 | 60 |  | Hidroelektrane na Trebisnjici and Elektroprivreda Republike Srpske | Hidroelektrane na Trebisnjici and Elektroprivreda Republike Srpske | BiH | Elektroprivreda Republike Srpske (state) | [6 empty] | planned | N/A | [15 empty] | None | 2nd phase of Gornji Horizonti. | http://www.het.ba/index.php/razvoj/he-nevesinje
BA_HP_379 | Bosnia and Herzegovina | Gornji Horizonti - Bileca |  | Adriatic | Bileca | Greenfield |  |  |  |  | 0 | 33 |  | Hidroelektrane na Trebisnjici and Elektroprivreda Republike Srpske | Hidroelektrane na Trebisnjici and Elektroprivreda Republike Srpske | BiH | Elektroprivreda Republike Srpske (state) | [6 empty] | planned | N/A | [15 empty] | None | Last phase of Gornji Horizonti. | http://www.het.ba/index.php/razvoj/he-bileca
BA_HP_380 | Bosnia and Herzegovina | Gornja Drina - Foca / Srbinje | Drina | Sava | Foca | Greenfield |  |  |  |  | 0 | 44.15 |  | None yet | ERS, HE na Drini (majority owned by ERS) |  | public |  | 4 |  |  |  |  | planned | N/A | [15 empty] | None | This is part of the Upper Drina/Gornja Drina hydropower plant system. An agreement signed with RWE was cancelled on 15 May 2013. | http://www.slobodnaevropa.org/content/zasto-je-propao-ugovor-za-hidroelektranu-na-drini/25007079.html, http://www.rwe.com/web/cms/en/2742990/rwe-innogy/services/hydropower-services/our-experience/, http://www.energetika-net.com/vijesti/energetsko-gospodarstvo/vlada-rs-raskinula-ugovor-s-rwe-om-16962
BA_HP_381 | Bosnia and Herzegovina | Krupa | Vrbas | Sava | Krupa | Cancelled | [5 empty] | 48.5 |  | HES VRBAS a.d. Krupa na Vrbasu | ERS, HE na Vrbasu (majority owned by ERS) |  |  | public |  | 2004 |  | 2029 |  | cancelled | N/A | EUR | 54.8 | 54.8 | [12 empty] | None | Several years ago a campaign by the Center for Environment and others resulted in a decision by the City of Banja Luka not to support the plant, but the concession was only cancelled in October 2015. An interesting detail on HES Vrbas' website http://www.hesvrbas.com/?p=tender under 'financing' is that from July 2004 the company MBB UWS Energy GmbH from Munchen was included in the financing, which is connected to Daimler-Chrysler. | http://www.wb-vrbasstudy.com/tl_files/Documents/Final%20Module%202%20with%20Appendices-May%202013.pdf, http://see-net.net/en/news/vrbas_river_canyon_is_safe_what_to_do_next
BA_HP_382 | Bosnia and Herzegovina | Banja Luka Niska | Vrbas | Sava | Banja Luka | Cancelled | [5 empty] | 37.2 |  | HES VRBAS a.d. Krupa na Vrbasu | ERS, HE na Vrbasu (majority owned by ERS) |  |  | public |  | 2004 |  | 2029 |  | cancelled | N/A | EUR | 62.6 | 62.6 | [12 empty] | None | Several years ago a campaign by the Center for Environment and others resulted in a decision by the City of Banja Luka not to support the plant, but the concession was only cancelled in October 2015. An interesting detail on HES Vrbas' website http://www.hesvrbas.com/?p=tender under 'financing' is that from July 2004 the company MBB UWS Energy GmbH from Munchen was included in the financing, which is connected to Daimler-Chrysler. | http://www.wb-vrbasstudy.com/tl_files/Documents/Final%20Module%202%20with%20Appendices-May%202013.pdf, http://see-net.net/en/news/vrbas_river_canyon_is_safe_what_to_do_next
BA_HP_412 | Bosnia and Herzegovina | Jovici | Pliva | Vrbas | Sipovo | Greenfield |  |  |  |  | 0 | 0.6 |  | DUGA d.o.o. Knezevo | not identified |  |  | private |  | 2006 | 30 | 2036 |  | concession awarded | N/A | EUR | 1.9 | 1.9 | [12 empty] | None | Not really proceeding, Sipovo administration is not in favour of the project. | http://www.wb-vrbasstudy.com/tl_files/Documents/Final%20Module%202%20with%20Appendices-May%202013.pdf, http://koncesije-rs.org/dokumenti/2014l/Prilog%201.%20Izvjestaja-MHE.pdf, http://bizreg.esrpska.com/, http://koncesije-rs.org/cir/index.php?prikaz=stranica&id=15
BA_HP_413 | Bosnia and Herzegovina | Glavica 1 | Pliva | Vrbas | Sipovo | Greenfield |  |  | Other | Inside | 0 | 0.93 |  | ELP d.o.o. Sipovo | Davor Lujic Zoran Lujic Darko Lujic | BiH |  | private |  | 2006 | 30 | 2036 |  | under construction | N/A | EUR | 2.87 | 2.87 | [12 empty] | Not identified | BBB d.o.o. originally had the concession | http://www.wb-vrbasstudy.com/tl_files/Documents/Final%20Module%202%20with%20Appendices-May%202013.pdf, http://koncesije-rs.org/dokumenti/2014l/Prilog%201.%20Izvjestaja-MHE.pdf, http://koncesije-rs.org/cir/index.php?prikaz=stranica&id=15, https://www.klikjajce.com/prva-etapa-ekoloske-katastrofe-je-uradena-pocela-izgradnja-mini-hidro/
BA_HP_414 | Bosnia and Herzegovina | Duljci | Pliva | Vrbas | Sipovo | Greenfield |  |  | Other | Inside | 0 | 1.1 |  | None (formerly Energocompany d.o.o. Banja Luka) | None |  |  | private |  | 2006 | 20 | 2026 |  | potential | N/A | EUR | 6.37 | 6.37 | [12 empty] | None | Media reported that four concessions including this one were cancelled in late 2013 due to a lack of money and the unwillingness of Sipovo District to participate in the projects, but the Concession Commission report for 2016 only says that cancellation is planned, not that it has been carried out. | http://www.wb-vrbasstudy.com/tl_files/Documents/Final%20Module%202%20with%20Appendices-May%202013.pdf, http://thesrpskatimes.com/srpskas-government-terminates-concession-contracts-for-small-hydro-power-plants/, rs.org/dokumenti/koncesionari/Prilog%20br%201%20MHE%202012%20g%20FINALL_lat.pdf, http://koncesije-rs.org/dokumenti/2014l/Prilog%201.%20Izvjestaja-MHE.pdf
BA_HP_415 | Bosnia and Herzegovina | Jajce 1 | Pliva | Vrbas | Jajce | Existing |  |  | Other | Inside | 60 | 0 | 217000 | Elektroprivreda HZHB | Elektroprivreda HZHB | [8 empty] | operational>10 | 1957 | [15 empty] | N/A |  | http://www.ephzhb.ba/wp-content/uploads/Jajce_brosura_2014.pdf Capacity information for last 15 years from Background Report 1, regional strategy for sustainable hydropower in the Western Balkans.
BA_HP_416 | Bosnia and Herzegovina | Janjske Otoke | Janj | Vrbas | Sipovo | Greenfield |  |  | Other | Inside | 0 | 29.6 |  | None yet | None yet | [8 empty] | potential | N/A | EUR | 50.74 | 50.74 | [12 empty] | None | As well as environmental concerns, there is a clash between this project and the Sipovo SHPP project, for which a concession has already been issued. http://koncesije-rs.org/dokumenti/koncesionari/Finalni%20izvjestaj%20o%20radu%20komisije%20za%202012.%20godinu_lat.pdf | http://www.wb-vrbasstudy.com/tl_files/Documents/Final%20Module%202%20with%20Appendices-May%202013.pdf, http://koncesije-rs.org/dokumenti/koncesionari/Finalni%20izvjestaj%20o%20radu%20komisije%20za%202012.%20godinu_lat.pdf
BA | Bosnia and Herzegovina | Otoke 1 | Janj | Vrbas | Sipovo | Existing |  |  | Other | Inside | 0.03 | 0 | 100 | Slavko Piljić | not identified |  |  | private | [5 empty] | operational>10 | 1965 | [15 empty] | N/A | First generator in 1965, gradually upgraded. | Capacity information from Background Report 1, regional strategy for sustainable hydropower in the Western Balkans, https://www.hrastovic-inzenjering.hr/primjena-energije/energetski-clanci/energijske-tehnologije/item/878-mala-hidroelektrana-otoke.html
BA | Bosnia and Herzegovina | Basici | Janj | Vrbas | Sipovo | Greenfield |  |  | Other | Inside | 0 | 1.4 |  | HELS d.o.o Sipovo | not identified |  |  | private |  | 2006 | 30 | 2036 |  | potential | N/A | EUR | 3.9 | 3.9 | [12 empty] | None | There was previously a concession of Petrogenex but this was cancelled in 2013. It is not clear what the relationship between Petrogenex and HELS is, if any. http://www.ekapija.com/website/bih/page/827269/Vlada-RS-raskinula-koncesione-ugovore-o-izgradnji-malih-hidroelektrana. Media reported cancellation of the concession but the concession commission report 2016 does not confirm this, it only says that it is planned. | http://www.wb-vrbasstudy.com/tl_files/Documents/Final%20Module%202%20with%20Appendices-May%202013.pdf, http://koncesije-rs.org/dokumenti/2014l/Prilog%201.%20Izvjestaja-MHE.pdf, http://thesrpskatimes.com/srpskas-government-terminates-concession-contracts-for-small-hydro-power-plants/
BA_HP_418 | Bosnia and Herzegovina | Sokocnica | Sokocnica | Vrbas | Sipovo | Greenfield |  |  | Other | Inside | 0 | 0.75 |  | WEB ENERGO d.o.o. Mrkonjic Grad | not identified |  |  | private |  | 2006 | 25 | 2031 |  | concession awarded | N/A | EUR | 2.86 | 2.86 | [12 empty] | Not identified | Construction permit requested, according to Concession Commission 2016 report | http://www.wb-vrbasstudy.com/tl_files/Documents/Final%20Module%202%20with%20Appendices-May%202013.pdf, http://koncesije-rs.org/dokumenti/2014l/Prilog%201.%20Izvjestaja-MHE.pdf, http://koncesije-rs.org/cir/index.php?prikaz=stranica&id=15, https://www.klikjajce.com/prva-etapa-ekoloske-katastrofe-je-uradena-pocela-izgradnja-mini-hidro/
BA_HP_419 | Bosnia and Herzegovina | Melina/Novakovici | Ugar | Sava | Knezevo | Greenfield |  |  |  |  | 4.9 | 4.9 |  | EHE d.o.o. | Interenergo d.o.o. | Slovenia/Austria | Kelag | private |  | 2012 |  | 2041 | Eling Inzinjering | operational 5-10 | 2012 | EUR | 10.96 | 10.96 | 10.96 | [11 empty] | Yes | Operational since 2012. 2013, 2014 and 2015 annual reports state that all development projects are financed from the company's resources or loans from the owner, not from financial institutions. The construction was controversial as it was based on Republika Srpska permits while FBIH claims that part of the site is on its territory. http://www.parlamentfbih.gov.ba/dom_naroda/bos/parlament/propisi/El_materijali_2016/Izvjestaj%20o%20radu%20Komisije%20za%20koncesije%20%202015.%20godinu.pdf | http://www.wb-vrbasstudy.com/tl_files/Documents/Modul%203-Integralno%20upravljanje%20vodnim%20resursima-Konacna%20verzija%20sa%20Prilozima.pdf http://www.interenergo.com/content/hydropower-projects-413_ENG_HTML.html http://www.interenergo.com/content/hidroelektrarne-413_SLV_HTML.html
BA | Bosnia and Herzegovina | Strbacki buk | Una | Sava | Bihac | Greenfield |  | Una | National Park | Inside | 0 |  |  | None yet | None yet | [8 empty] | potential | N/A | [15 empty] | None | The decision by Bihac council to offer concessions for plants in the national park was cancelled in July 2015 | http://www.fipa.gov.ba/novosti/vijesti/default.aspx?id=2385&langTag=bs-BA, http://balkans.aljazeera.net/vijesti/hidroelektrane-na-uni-nece-se-graditi
BA_HP_420 | Bosnia and Herzegovina | Zapece | Ugar | Vrbas | Knezevo | Greenfield |  |  |  |  | 4.1 | 0 |  | EHE d.o.o. | Interenergo d.o.o. | Slovenia/Austria | Kelag | private |  | 2006 | 20 | 2026 |  | operational<5 | 2015 | EUR | 5.3 | 5.3 | 5.3 | [11 empty] | Yes | Originally the concession was held by METALOTEHNA KNEŽEVO d.o.o but it was transferred to EHE in 2012. The construction is controversial as it was based on Republika Srpska permits while FBIH claims that part of the site is on its territory. Financed by own resources, according to company reports. | http://www.wb-vrbasstudy.com/tl_files/Documents/Modul%203-Integralno%20upravljanje%20vodnim%20resursima-Konacna%20verzija%20sa%20Prilozima.pdf http://koncesije-rs.org/lat/index.php?prikaz=stranica&id=24 https://www.youtube.com/watch?v=LT_VvS6dlog http://www.interenergo.com/dateien/Interenergo_AR_2015_eng_FINAL.pdf
BA_HP_629 | Bosnia and Herzegovina | Gornja Neretva - Bjelimici | Neretva | Adriatic | Konjic | Greenfield |  |  | Nominated Emerald Site | Inside | 0 | 100 |  | Intrade Energija d.o.o., Sarajevo | Intrade d.o.o., Sarajevo (25%) and Petrol dd.(51%) | BiH/Slovenia | Nihad Spahalic/Slovene Sovereign Holding dd. plus others | private | [5 empty] | unclear | N/A | [15 empty] | None | The project has been dormant in recent years. The ownership structure of Petrol is here: http://www.petrol.eu/investors/ownership-structure | http://www.nosbih.ba/docs/PRILOG_IPRP_2015-2024.pdf, http://www.intrade.ba/intrade-energija/study%20last.pdf
BA | Bosnia and Herzegovina | Gornja Neretva - Bjelimici pumped storage plant | Neretva | Adriatic | Konjic | Greenfield |  | Igman, Bjelasnica,Treskavica, kanjon rijeke Rakitnice (Visocica) | Future National Park but already protected by Odluka o utvrdjivanju podrucja "Igman, Bjelasnica,Treskavica, kanjon rijeke Rakitnice (Visocica) 2005 | Inside | 0 | 500 | 0 | Intrade Energija d.o.o., Sarajevo | Intrade d.o.o., Sarajevo (25%) and Petrol dd.(51%) | BiH/Slovenia | Nihad Spahalic/Slovene Sovereign Holding dd. plus others | private | [5 empty] | unclear | N/A | [15 empty] | None | The project has been dormant in recent years. The ownership structure of Petrol is here: http://www.petrol.eu/investors/ownership-structure | http://www.intrade.ba/intrade-energija/study%20last.pdf, https://www.wbif.eu/content/stream//Sites/website/library/WBEC-REG-ENE-01-Final-Report-05.12a.pdf
BA_HP_421 | Bosnia and Herzegovina | Vrletna kosa | Ugar | Sava | Knezevo | Greenfield |  |  | Nominated Emerald Site | Inside | 0 | 11.2 |  | Elektroprivreda HZHB | Elektroprivreda HZHB |  |  | public | [5 empty] | planned | N/A | BAM | 13.5 | 6.75 | [12 empty] | None | COWI consultants propose a larger plant of 18.6 to 25 MW with a cost of 44.6 million EUR. Nothing happening in recent years. | http://www.wb-vrbasstudy.com/tl_files/Documents/Modul%202-Hidroenergetski%20razvoj-Konacna%20verzija,%20sa%20Prilozima.pdf
BA_HP_628 | Bosnia and Herzegovina | Unac (Rmanj Manastir/Monastir) | Unac | Sava | Bihac | Greenfield |  | Una | National Park | Inside | 0 | 70 |  | None | None | [8 empty] | potential | N/A | [15 empty] | None | Unlikely to happen. It is in the area that is now a National Park and was opposed by local people and NGOs. | http://www.wb-vrbasstudy.com/tl_files/Documents/Modul%203-Integralno%20upravljanje%20vodnim%20resursima-Konacna%20verzija%20sa%20Prilozima.pdf, http://www.fbihvlada.gov.ba/bosanski/izdvajamo/izgradnja.pdf
BA_HP_422 | Bosnia and Herzegovina | Ugar-Usce | Ugar | Sava | Knezevo | Greenfield |  |  | Nominated Emerald Site | Inside | 0 | 15 |  | Elektroprivreda HZHB | Elektroprivreda HZHB |  |  | public | [5 empty] | planned | N/A | EUR | 25.3 | 25.3 | [12 empty] | None | Not much seems to be happening. | http://www.wb-vrbasstudy.com/tl_files/Documents/Modul%202-Hidroenergetski%20razvoj-Konacna%20verzija,%20sa%20Prilozima.pdf
BA | Bosnia and Herzegovina | Kulen Vakuf | Una | Sava | Kulen Vakuf | Greenfield |  | Una | National Park | Inside | 0 |  |  | not identified | not identified | [8 empty] | potential | N/A | [15 empty] | None | The decision by Bihac council to offer concessions for plants in the national park was cancelled in July 2015 | http://www.wb-vrbasstudy.com/tl_files/Documents/Modul%203-Integralno%20upravljanje%20vodnim%20resursima-Konacna%20verzija%20sa%20Prilozima.pdf, http://www.fipa.gov.ba/novosti/vijesti/default.aspx?id=2385&langTag=bs-BA, http://balkans.aljazeera.net/vijesti/hidroelektrane-na-uni-nece-se-graditi
BA_HP_423 | Bosnia and Herzegovina | Mrkonjic Grad | Crna | Vrbas | Mrkonjic Grad | Greenfield |  |  |  |  | 0 | 2.7 |  | Energokomerc | not identified |  |  | private |  | 2006 | 15 | 2031 |  | planned | N/A | EUR | 4.5 | 4.5 | [12 empty] | None | The concessions for Mrkonjic Grad and Staro Selo overlap according to http://koncesije-rs.org/dokumenti/koncesionari/Prilog%20br%201%20MHE%202012%20g%20FINALL_lat.pdf. In its 2016 report the Concession Commission reports that an annex to the Concession Contract is needed to reduce the size of the plant. | http://www.wb-vrbasstudy.com/tl_files/Documents/Modul%203-Integralno%20upravljanje%20vodnim%20resursima-Konacna%20verzija%20sa%20Prilozima.pdf http://koncesije-rs.org/lat/index.php?prikaz=stranica&id=24, http://koncesije-rs.org/dokumenti/2014l/Prilog%201.%20Izvjestaja-MHE.pdf, http://koncesije-rs.org/cir/index.php?prikaz=stranica&id=15
BA_HP_424 | Bosnia and Herzegovina | Staro Selo | Crna | Vrbas | Mrkonjic Grad | Greenfield |  |  | Nominated Emerald Site | Inside | 0 | 1.7 |  | Reconsult Laktasi (Male hidroelektrane d.o.o. Laktasi) | not identified |  |  | private |  | 2006 | 30 | 2036 |  | concession awarded | N/A | EUR | 12.3 | 12.3 | [12 empty] | None | The concessions for Mrkonjic Grad and Staro Selo overlap according to http://koncesije-rs.org/dokumenti/koncesionari/Prilog%20br%201%20MHE%202012%20g%20FINALL_lat.pdf. In its 2016 report the Concession Commission reports that there is a dispute with the concessionaire and that the project is currently dormant. | http://www.wb-vrbasstudy.com/tl_files/Documents/Final%20Module%202%20with%20Appendices-May%202013.pdf http://koncesije-rs.org/lat/index.php?prikaz=stranica&id=24, http://koncesije-rs.org/dokumenti/2014l/Prilog%201.%20Izvjestaja-MHE.pdf
BA_HP_425 | Bosnia and Herzegovina | Divic | Vrbanja | Sava | Knezevo | Greenfield |  |  | Nominated Emerald Site | Inside | 2.8 | 0 | 11600 | Eling Inzinjering d.o.o. Teslic | not identified | BiH | Dragoljub Malic | private | [5 empty] | operational<5 | 2008 | EUR | 4.6 | 4.6 | [12 empty] | Not identified |  | http://www.wb-vrbasstudy.com/tl_files/Documents/Final%20Module%202%20with%20Appendices-May%202013.pdf http://balkans.aljazeera.net/vijesti/samo-sedam-malih-hidroelektrana-u-rs-u, http://www.reers.ba/lat/node/1324, http://www.derk.ba/DocumentsPDFs/BIH4ECRB_Energy_Sector_Report_2009_b.pdf, Capacity information from Background Report 1, regional strategy for sustainable hydropower in the Western Balkans.
BA_HP_426 | Bosnia and Herzegovina | Krusevo | Biostica | Bosna | Olovo | Greenfield |  |  | Other | Inside | 0 | 10.69 |  | Elektroprivreda BiH | Elektroprivreda BiH |  |  | public | [5 empty] | planned | N/A | EUR | 33.75 | 33.75 | [12 empty] | None | Planned WBIF financing for Krusevo and Zeleni Vir project development was cancelled. | http://www.elektroprivreda.ba/stranica/397 http://www.wbif.eu/projects/1315
BA | Bosnia and Herzegovina | Zeleni Vir | Biostica | Bosna | Olovo | Greenfield |  |  | Other | Inside | 0 | 2.36 |  | Elektroprivreda BiH | Elektroprivreda BiH |  |  | public | [5 empty] | planned | N/A | EUR | 9.63 | 9.63 | 10 | [11 empty] | None | Planned WBIF financing for Krusevo and Zeleni Vir project development was cancelled. | http://www.elektroprivreda.ba/stranica/397 http://www.wbif.eu/projects/1315
BA | Bosnia and Herzegovina | Petrovici |  |  | Olovo | Greenfield |  |  |  |  | 0 | 1.5 |  | Energonova d.o.o. Sarajevo | not identified | [8 empty] | concession awarded | 2015 | BAM | 5.5 | 2.25 | [12 empty] | Not identified |  | http://zdk.ba/vijesti/item/3743-koncesija-za-izgradnju-male-hidroelektrane-mhe-petrovici-na-rijeci-stupcanici-opcina-olovo, http://www.fmoit.gov.ba/userfiles/file/2017/ZAHTJEV%20ZA%20IZDAVANJE%20OKOLINSKE%20DOZVOLE%20-%20mHE%20Petrovi%C4%87i_doc.pdf
BA_HP_427 | Bosnia and Herzegovina | Siprage | Vrbanja | Sava | Kotor Varos | Greenfield |  |  |  |  | 0 | 4.7 |  | Energokomerc d.o.o. Banja Luka | not identified | [8 empty] | concession awarded | N/A | EUR | 39.1 | 39.1 | [12 empty] | Not identified | The project has been re-designed according to the 2016 Concession Commission report. | http://www.wb-vrbasstudy.com/tl_files/Documents/Final%20Module%202%20with%20Appendices-May%202013.pdf, http://koncesije-rs.org/dokumenti/2014l/Prilog%201.%20Izvjestaja-MHE.pdf, http://koncesije-rs.org/cir/index.php?prikaz=stranica&id=15
BA_HP_428 | Bosnia and Herzegovina | Stopan | Vrbanja | Sava | Kotor Varos | Greenfield |  |  |  |  | 0 |  |  | None (formerly Energokomerc d.o.o, Banja Luka) | not identified | [8 empty] | potential | N/A | EUR | 3.3 | 3.3 | [12 empty] | None | Concession contract cancelled in 2013 | http://www.wb-vrbasstudy.com/tl_files/Documents/Final%20Module%202%20with%20Appendices-May%202013.pdf, http://www.nezavisne.com/posao/analize/Raskinuto-devet-ugovora-za-male-hidroelektrane/185201, http://koncesije-rs.org/cir/index.php?prikaz=stranica&id=15
BA_HP_429 | Bosnia and Herzegovina | Grabovica-Neretva | Neretva | Adriatic |  | Existing |  |  | Other | Inside | 114 | 0 | 285 | Elektroprivreda BiH | Elektroprivreda BiH | [8 empty] | operational>10 |  | EUR | 27.1 | 27.1 | [12 empty] | N/A |  | http://www.elektroprivreda.ba/stranica/he-na-neretvi Capacity information for last 15 years from Background Report 1, regional strategy for sustainable hydropower in the Western Balkans.
BA_HP_430 | Bosnia and Herzegovina | Koritine | Vrbanja | Sava | Kotor Varos | Greenfield |  |  |  |  | 0 | 2.2 |  | Energy MBA d.o.o., Banja Luka | not identified |  |  |  |  | 2006 | 20 | 2026 |  | concession awarded | N/A | EUR | 4.5 | 4.5 | [12 empty] | None | Not much happening according to Concession Commission report 2016 | http://www.wb-vrbasstudy.com/tl_files/Documents/Final%20Module%202%20with%20Appendices-May%202013.pdf, http://koncesije-rs.org/dokumenti/2014l/Prilog%201.%20Izvjestaja-MHE.pdf, http://koncesije-rs.org/cir/index.php?prikaz=stranica&id=15
BA_HP_431 | Bosnia and Herzegovina | Jurici | Vrbanja | Sava | Kotor Varos | Greenfield |  |  |  |  | 0 |  |  | None (formerly Energokomerc d.o.o.) | None | [8 empty] | potential | N/A | EUR | 13.68 | 13.68 | [12 empty] | None | Concession cancelled 2013 | http://www.wb-vrbasstudy.com/tl_files/Documents/Final%20Module%202%20with%20Appendices-May%202013.pdf, http://www.nezavisne.com/posao/analize/Raskinuto-devet-ugovora-za-male-hidroelektrane/185201
BA_HP_432 | Bosnia and Herzegovina | Orahovo/Orahova | Vrbanja | Sava | Kotor Varos | Greenfield |  |  |  |  | 0 | 1.2 |  | HIDROGIP d.o.o. Celinac | not identified |  |  | private |  | 2006 | 20 | 2026 |  | concession awarded | N/A | EUR | 3.6 | 3.6 | [12 empty] | None | Previous concessionaire 25 Novembar d.o.o. Celinac, concession cancelled late 2013. New company has asked for location permit; Ministry plans cancellation of the contract. | http://www.wb-vrbasstudy.com/tl_files/Documents/Final%20Module%202%20with%20Appendices-May%202013.pdf, http://koncesije-rs.org/dokumenti/2014l/Prilog%201.%20Izvjestaja-MHE.pdf, http://thesrpskatimes.com/srpskas-government-terminates-concession-contracts-for-small-hydro-power-plants/, http://koncesije-rs.org/cir/index.php?prikaz=stranica&id=15
BA_HP_433 | Bosnia and Herzegovina | Obodnik | Vrbanja | Sava | Kotor Varos | Greenfield |  |  |  |  | 0 | 2.4 |  | DB Con d.o.o. Banja Luka | not identified |  |  | private | [5 empty] | concession awarded | N/A | EUR | 6.3 | 6.3 | [12 empty] | None | Annex to the concession contract being prepared, according to Concession Commission report 2016 | http://www.wb-vrbasstudy.com/tl_files/Documents/Final%20Module%202%20with%20Appendices-May%202013.pdf, http://koncesije-rs.org/dokumenti/2014l/Prilog%201.%20Izvjestaja-MHE.pdf, http://koncesije-rs.org/cir/index.php?prikaz=stranica&id=15
BA_HP_434 | Bosnia and Herzegovina | Vrbanjci | Vrbanja | Sava | Kotor Varos | Greenfield |  |  |  |  | 0 | 3.3 |  | Energy MBA d.o.o. | not identified |  |  | private | [5 empty] | concession awarded | N/A | EUR | 6.7 | 6.7 | [12 empty] | None | Not much happening according to the 2016 Concession Commission report | http://www.wb-vrbasstudy.com/tl_files/Documents/Final%20Module%202%20with%20Appendices-May%202013.pdf, http://koncesije-rs.org/dokumenti/2014l/Prilog%201.%20Izvjestaja-MHE.pdf, http://koncesije-rs.org/cir/index.php?prikaz=stranica&id=15
BA_HP_435 | Bosnia and Herzegovina | Kotor Varos 1 | Vrbanja | Sava | Kotor Varos | Greenfield |  |  |  |  | 0 | 3.1 |  | Energocompany d.o.o. Banja Luka | not identified |  |  | private |  | 2006 | 25 | 2031 |  | concession awarded | N/A | EUR | 9.2 | 9.2 | [12 empty] | None | Annex to contract being prepared due to new technical solution, according to the Concession Commission Report 2016. | http://www.wb-vrbasstudy.com/tl_files/Documents/Final%20Module%202%20with%20Appendices-May%202013.pdf, http://koncesije-rs.org/dokumenti/2014l/Prilog%201.%20Izvjestaja-MHE.pdf, http://koncesije-rs.org/cir/index.php?prikaz=stranica&id=15
BA_HP_436 | Bosnia and Herzegovina | Sibovi | Vrbanja | Sava | Kotor Varos | Greenfield |  |  |  |  | 0 | 2.7 |  | DB Con d.o.o. Banja Luka | not identified |  |  | private |  | 2006 | 20 | 2026 |  | concession awarded | N/A | EUR | 8.7 | 8.7 | [12 empty] | None | Annex to the concession contract being prepared, according to the Concession Commission Report 2016. | http://www.wb-vrbasstudy.com/tl_files/Documents/Final%20Module%202%20with%20Appendices-May%202013.pdf, http://koncesije-rs.org/dokumenti/2014l/Prilog%201.%20Izvjestaja-MHE.pdf, http://koncesije-rs.org/cir/index.php?prikaz=stranica&id=15
BA | Bosnia and Herzegovina | Treci Most | Vrbanja | Sava | Kotor Varos | Greenfield |  |  |  |  | 0 | unclear |  | Eling Inzinjering d.o.o. Teslic | not identified |  |  | private | [5 empty] | planned | N/A | [15 empty] | Not identified |  | http://www.ekapija.com/website/sr/page/1642232/ZAHTJEV-ZA-IZDAVANJE-EKOLO%C5%A0KE-DOZVOLE-ZA-MHE-TRE%C4%86I-MOST-NA-RIJECI-VRBANJI-OP%C5%A0TINA-KOTOR-VARO%C5%A0-Nosilac-projekta-ELING-MHE-d-o-o-Tesli%C4%87
BA_HP_437 | Bosnia and Herzegovina | Celinac 1 | Vrbanja | Sava | Kotor Varos | Greenfield |  |  | Other | Inside | 0 | 9.5 |  | None yet | None yet | [8 empty] | potential | N/A | EUR | 27 | 27 | [12 empty] | None | Not much going on so far. Quite some expropriation would be needed. | http://www.wb-vrbasstudy.com/tl_files/Documents/Final%20Module%202%20with%20Appendices-May%202013.pdf, http://www.wb-vrbasstudy.com/tl_files/Documents/Modul%202-Hidroenergetski%20razvoj-Konacna%20verzija,%20sa%20Prilozima.pdf
BA_HP_438 | Bosnia and Herzegovina | Gradina | Vrbanja | Sava | Kotor Varos | Greenfield |  |  | Other | Inside | 0 | unclear |  | None (formerly Energy MBA d.o.o.) | None | [8 empty] | potential | N/A | EUR | 8.5 | 8.5 | [12 empty] | None | Concession cancelled 2013 | http://www.wb-vrbasstudy.com/tl_files/Documents/Final%20Module%202%20with%20Appendices-May%202013.pdf, http://www.nezavisne.com/posao/analize/Raskinuto-devet-ugovora-za-male-hidroelektrane/185201, http://koncesije-rs.org/cir/index.php?prikaz=stranica&id=15
BA_HP_439 | Bosnia and Herzegovina | Rudina | Vrbanja | Sava | Kotor Varos | Greenfield |  |  | Other | Inside | 0 | unclear |  | None (formerly Energy MBA d.o.o.) | None | [8 empty] | potential | N/A | EUR | 3.2 | 3.2 | [12 empty] | None | Concession cancelled 2013 | http://www.wb-vrbasstudy.com/tl_files/Documents/Final%20Module%202%20with%20Appendices-May%202013.pdf, http://www.nezavisne.com/posao/analize/Raskinuto-devet-ugovora-za-male-hidroelektrane/185201, http://koncesije-rs.org/cir/index.php?prikaz=stranica&id=15
BA_HP_440 | Bosnia and Herzegovina | Vrbanja 1 | Vrbanja | Sava | Kotor Varos | Greenfield |  |  | Other | Inside | 0 | 2.5 |  | HIDROKOP d.o.o. Banjaluka | not identified |  |  | private |  | 2006 | 20 | 2026 |  | concession awarded | N/A | EUR | 8.5 | 8.5 | [12 empty] | None | Project dormant according to 2016 Concession Commission report | http://koncesije-rs.org/lat/index.php?prikaz=stranica&id=24, http://koncesije-rs.org/dokumenti/2014l/Prilog%201.%20Izvjestaja-MHE.pdf, http://koncesije-rs.org/cir/index.php?prikaz=stranica&id=15
BA_HP_441 | Bosnia and Herzegovina | Vrbanja 2 | Vrbanja | Sava | Kotor Varos | Greenfield |  |  | Other | Inside | 0 | 1.7 |  | None (formerly Metaltehna d.o.o. Knezevo) | not identified | [8 empty] | potential | N/A | EUR | 5.6 | 5.6 | [12 empty] | None | Concession cancelled by mutual consent | http://www.wb-vrbasstudy.com/tl_files/Documents/Final%20Module%202%20with%20Appendices-May%202013.pdf, koncesije-rs.org/dokumenti/.../IZVJESTAJ_KOMISIJE-2008lat.doc, http://koncesije-rs.org/dokumenti/2013l/Prilog%201.%20Izvjestaja-MHE.pdf
BA_HP_442 | Bosnia and Herzegovina | Vrbanja 3 | Vrbanja | Sava | Kotor Varos | Greenfield |  |  |  |  | 0 | 1.2 |  | None (formerly Metaltehna d.o.o. Knezevo) | not identified | [8 empty] | potential | N/A | EUR | 4.6 | 4.6 | [12 empty] | None | Concession cancelled by mutual consent | http://www.wb-vrbasstudy.com/tl_files/Documents/Final%20Module%202%20with%20Appendices-May%202013.pdf, koncesije-rs.org/dokumenti/.../IZVJESTAJ_KOMISIJE-2008lat.doc, http://koncesije-rs.org/dokumenti/2013l/Prilog%201.%20Izvjestaja-MHE.pdf
BA_HP_443 | Bosnia and Herzegovina | Bocac | Vrbas | Sava | Banja Luka | Existing |  |  |  |  | 110 | 0 | 275 | Elektroprivreda Republike Srpske (ERS) | Elektroprivreda Republike Srpske (ERS) | [8 empty] | operational>10 | 1981 | [15 empty] | N/A |  | http://www.henavrbasu.com/hev/Doc.aspx?cat=133&subcat=136&lang=cir&id=194&br=0 Capacity information for last 15 years from Background Report 1, regional strategy for sustainable hydropower in the Western Balkans.
BA_HP_444 | Bosnia and Herzegovina | Novoselija | Vrbas | Sava | Banja Luka | Greenfield |  |  |  |  | 0 | 16.4 |  | None yet | None yet | [8 empty] | potential | N/A | EUR | 32.7 | 32.7 | [12 empty] | None | Old project, no obvious ongoing preparations | http://www.wb-vrbasstudy.com/tl_files/Documents/Final%20Module%202%20with%20Appendices-May%202013.pdf, http://www.ers.ba/stara/hekrupa.htm
BA_HP_445 | Bosnia and Herzegovina | Delibasino selo | Vrbas | Sava | Banja Luka | Greenfield |  |  |  |  | 0 | 4.1 |  | HE Delibasino Selo d.o.o. Banja Luka | not identified |  |  |  |  | 2007 | 30 | 2037 |  | concession awarded | N/A | EUR | 16 | 16 | [12 empty] | None | Problems with resolving land ownership issues. There was an old HPP nearby but the new one would be slightly upstream, which brought issues with the Catholic church, the owner of the land. | http://www.wb-vrbasstudy.com/tl_files/Documents/Final%20Module%202%20with%20Appendices-May%202013.pdf, http://koncesije-rs.org/dokumenti/2014l/Prilog%201.%20Izvjestaja-MHE.pdf, http://www.klix.ba/biznis/norveski-statkraft-gradi-hidroelektrane-na-vrbasu/080125103 http://www.energetika.ba/hidroenergija/12477-u-trapistima-kod-banja-luke-propada-jedna-od-najstarijih-hidroelektrana-na-balkanu.html
BA_HP_446 | Bosnia and Herzegovina | Trn | Vrbas | Sava | Laktasi | Greenfield |  |  |  |  | 0 | 24 |  | None yet | None yet | [7 empty] | CMEC? | potential | N/A | EUR | 157.4 | 157.4 | [12 empty] | None | Chinese company CMEC interested in construction. Usually this would mean that they would not take a part in the project company, but would be a contractor, backed by financing from one of the Chinese state banks. | http://www.wb-vrbasstudy.com/tl_files/Documents/Final%20Module%202%20with%20Appendices-May%202013.pdf, http://www.ers.ba/stara/hekrupa.htm, http://www.ekapija.com/website/sr/page/981385/Kinezi-zainteresovani-za-izgradnju-hidroelektrana-na-Vrbasu-u-Lakta%C5%A1ima
BA_HP_447 | Bosnia and Herzegovina | Laktasi | Vrbas | Sava | Laktasi | Greenfield |  |  |  |  | 0 | 16 |  | None yet | None yet | [7 empty] | CMEC? | potential | N/A | EUR | 123.3 | 123.3 | [12 empty] | None | Chinese company CMEC interested in construction. Usually this would mean that they would not take a part in the project company, but would be a contractor, backed by financing from one of the Chinese state banks. | http://www.wb-vrbasstudy.com/tl_files/Documents/Final%20Module%202%20with%20Appendices-May%202013.pdf, http://www.ers.ba/stara/hekrupa.htm, http://www.ekapija.com/website/sr/page/981385/Kinezi-zainteresovani-za-izgradnju-hidroelektrana-na-Vrbasu-u-Lakta%C5%A1ima
BA_HP_448 | Bosnia and Herzegovina | Kosjerevo | Vrbas | Sava | Laktasi | Greenfield |  |  |  |  | 0 | 13.3 |  | None yet | None yet | [8 empty] | unclear | N/A | EUR | 84.4 | 84.4 | [12 empty] | None |  | http://www.wb-vrbasstudy.com/tl_files/Documents/Final%20Module%202%20with%20Appendices-May%202013.pdf, http://www.ers.ba/stara/hekrupa.htm
BA_HP_449 | Bosnia and Herzegovina | Razboj | Vrbas | Sava | Srbac | Greenfield |  |  |  |  | 0 | 16.8 |  | None yet | None yet | [8 empty] | unclear | N/A | EUR | 88.431 | 88.431 | [12 empty] | None |  | http://www.ers.ba/stara/hekrupa.htm
BA_HP_457 | Bosnia and Herzegovina | Mrsovo | Lim | Drina | Rudo | Greenfield |  |  |  |  | 0 | 37.3 |  | Comsar Energy Hidro d.o.o. Banja Luka | Comsar Energy Group Ltd | Cyprus | Rashid S. Sardarov | private |  | 2012 | 30 | 2042 |  | concession awarded | N/A | [15 empty] | Not identified | Issues with land compensation http://www.novosti.rs/vesti/naslovna/republika_srpska/aktuelno.655.html:664387-HE-MRSOVO-Oduzeli-im-njive-a-para-nigde. Construction of a bridge was taking place in early 2016 but the actual dam does not seem to be under construction yet. Chinese company China Power Engineering Consulting Group Corporation is the project development company, according to an information sign at the site (19.03.2016). | http://koncesije-rs.org/dokumenti/2014l/Prilog%201.%20Izvjestaja-MHE.pdf, http://koncesije-rs.org/lat/index.php?prikaz=stranica&id=24, http://www.derk.ba/en/component/content/article/177-obavijest-o-odravanju-javne-rasprave-comsar-energy-trading
BA_HP_458 | Bosnia and Herzegovina | Vikoc | Cehotina | Drina | Foca | Greenfield |  |  |  |  | 0 | 33.3 |  | None yet | Hidroelektrane na Drini (Elektroprivreda Republike Srpske) |  | public | [6 empty] | potential | N/A | [15 empty] | None | Not much seems to be happening at the moment. | http://www.henadrini.com/novi-objekti/?lang=en
BA_HP_459 | Bosnia and Herzegovina | Falovici | Cehotina | Drina | Foca | Greenfield |  |  |  |  | 0 | 9.2 |  | REV d.o.o. | Reservoir Capital Corporation | Canada | Miljana Vidovic, Miles Frederick Thompson, Rick and Bonny Rule Family Trust |  |  | 2013 | 30 | 2043 |  | concession awarded | N/A | [15 empty] | None | Same concessionaire as controversial Brodarevo 1 and 2 plants in Serbia. RCC has more shareholders but the ones listed are the largest ones. Project documentation being developed, according to Concession Commission report 2016. | http://koncesije-rs.org/dokumenti/2014l/Prilog%201.%20Izvjestaja-MHE.pdf, http://koncesije-rs.org/lat/index.php?prikaz=stranica&id=24 www.sedi.ca, http://koncesije-rs.org/cir/index.php?prikaz=stranica&id=15
BA | Bosnia and Herzegovina | Luke (Cehotina) | Cehotina | Drina | Foca | Greenfield |  |  |  |  | 0 | 4.8 |  | REV d.o.o. | Reservoir Capital Corporation | Canada | Miljana Vidovic, Miles Frederick Thompson, Rick and Bonny Rule Family Trust |  |  | 2013 | 30 | 2043 |  | concession awarded | N/A | [15 empty] | None | Same concessionaire as controversial Brodarevo 1 and 2 plants in Serbia. RCC has more shareholders but the ones listed are the largest ones. | http://koncesije-rs.org/dokumenti/2014l/Prilog%201.%20Izvjestaja-MHE.pdf, http://koncesije-rs.org/lat/index.php?prikaz=stranica&id=24 www.sedi.ca
BA | Bosnia and Herzegovina | Godijeno | Cehotina | Drina | Foca | Greenfield |  |  |  |  | 0 | 3.6 |  | REV d.o.o. | Reservoir Capital Corporation | Canada | Miljana Vidovic, Miles Frederick Thompson, Rick and Bonny Rule Family Trust |  |  | 2013 | 30 | 2043 |  | concession awarded | N/A | [15 empty] | None | Same concessionaire as controversial Brodarevo 1 and 2 plants in Serbia. RCC has more shareholders but the ones listed are the largest ones. | http://koncesije-rs.org/dokumenti/2014l/Prilog%201.%20Izvjestaja-MHE.pdf, http://koncesije-rs.org/lat/index.php?prikaz=stranica&id=24 www.sedi.ca
BA_HP_460 | Bosnia and Herzegovina | Prvnice (Prvnici) | Cehotina | Drina | Foca | Greenfield |  |  |  |  | 0 | 6.1 |  | None yet | Elektroprivreda Republika Srpska (ERS) | [8 empty] | potential | N/A | [15 empty] | None |  | http://www.ers.ba/stara/slivdrine.htm
BA_HP_461 | Bosnia and Herzegovina | Hreljava | Cehotina | Drina | Foca | Greenfield |  |  |  |  | 0 | 4.8 |  | None yet | Elektroprivreda Republika Srpska (ERS) | [8 empty] | potential | N/A | [15 empty] | None |  | http://www.ers.ba/stara/slivdrine.htm
BA_HP_462 | Bosnia and Herzegovina | Brioni | Cehotina | Drina | Foca | Greenfield |  |  |  |  | 0 | 3.6 |  | None yet | Elektroprivreda Republika Srpska (ERS) | [8 empty] | potential | N/A | [15 empty] | None |  | http://www.ers.ba/stara/slivdrine.htm
BA_HP_496 | Bosnia and Herzegovina | Bistrica B1 | Bistrica | Drina | Foca | Greenfield |  |  |  |  | 0 | 10.7 |  | HE Bistrica d.o.o. Foca | ELEKTROPRIVREDA Republike Srpske, Elektrodistribucija a.d. Pale, KALDERA COMPANY d.o.o. Laktasi, BDY Czech, a.s. | BiH | Milenko Cicic (Kaldera), Milutin Peric (BDY) | public-private | [5 empty] | concession awarded | N/A | [12 empty] | IRBRS (Investment and Development Bank of Republika Srpska) | Signed | 2.5 | Yes | The Centre for Investigative Reporting in 2012 claimed that Kaldera had gained its part in this project by untransparent means. While BDY is Czech registered, its biggest owner is a BiH national. Kaldera obtained a credit from the IRBRS (Investment and Development Bank of Republika Srpska) however it cannot be shown for sure whether it was for the hydropower plants project or for something else. | http://koncesije-rs.org/dokumenti/koncesionari/Finalni%20izvjestaj%20o%20radu%20komisije%20za%202012.%20godinu_lat.pdf, http://bizreg.esrpska.com/, https://www.cin.ba/en/povlastice-za-kalderu-vlada-garantuje-trgovinu-strujom-prije-izgradnje-elektrana/, http://balkans.aljazeera.net/vijesti/koncesionar-kasni-s-gradnjom-he, http://slobodanvaskovic.blogspot.hr/2013/06/sve-prevare-dodikovih-prijatelja.html, http://www.irbrs.net
BA_HP_497 | Bosnia and Herzegovina | Bistrica B2-a | Bistrica | Drina | Foca | Greenfield |  |  | Other | Inside | 0 | 7.2 |  | HE Bistrica d.o.o. Foca | ELEKTROPRIVREDA Republike Srpske, Elektrodistribucija a.d. Pale, KALDERA COMPANY d.o.o. Laktasi, BDY Czech, a.s. | BiH | Milenko Cicic (Kaldera), Milutin Peric (BDY) | public-private | [5 empty] | concession awarded | N/A | [12 empty] | IRBRS (Investment and Development Bank of Republika Srpska) | Signed | See Bistrica B1 | Yes | The Centre for Investigative Reporting in 2012 claimed that Kaldera had gained its part in this project by untransparent means. While BDY is Czech registered, its biggest owner is a BiH national. Kaldera obtained a credit from the IRBRS (Investment and Development Bank of Republika Srpska) however it cannot be shown for sure whether it was for the hydropower plants project or for something else. | http://koncesije-rs.org/dokumenti/koncesionari/Finalni%20izvjestaj%20o%20radu%20komisije%20za%202012.%20godinu_lat.pdf, http://bizreg.esrpska.com/, https://www.cin.ba/en/povlastice-za-kalderu-vlada-garantuje-trgovinu-strujom-prije-izgradnje-elektrana/, http://balkans.aljazeera.net/vijesti/koncesionar-kasni-s-gradnjom-he, http://slobodanvaskovic.blogspot.hr/2013/06/sve-prevare-dodikovih-prijatelja.html, http://www.irbrs.net
BA_HP_498 | Bosnia and Herzegovina | Bistrica B3 | Bistrica | Drina |  | Greenfield |  |  | Other | Inside | 0 | 16.1 |  | HE Bistrica d.o.o. Foca | ELEKTROPRIVREDA Republike Srpske, Elektrodistribucija a.d. Pale, KALDERA COMPANY d.o.o. Laktasi, BDY Czech, a.s. | BiH | Milenko Cicic (Kaldera), Milutin Peric (BDY) | public-private | [5 empty] | concession awarded | N/A | [12 empty] | IRBRS (Investment and Development Bank of Republika Srpska) | Signed | See Bistrica B1 | Yes | The Centre for Investigative Reporting in 2012 claimed that Kaldera had gained its part in this project by untransparent means. While BDY is Czech registered, its biggest owner is a BiH national. Kaldera obtained a credit from the IRBRS (Investment and Development Bank of Republika Srpska) however it cannot be shown for sure whether it was for the hydropower plants project or for something else. | http://koncesije-rs.org/dokumenti/koncesionari/Finalni%20izvjestaj%20o%20radu%20komisije%20za%202012.%20godinu_lat.pdf, http://bizreg.esrpska.com/, https://www.cin.ba/en/povlastice-za-kalderu-vlada-garantuje-trgovinu-strujom-prije-izgradnje-elektrana/, http://balkans.aljazeera.net/vijesti/koncesionar-kasni-s-gradnjom-he, http://slobodanvaskovic.blogspot.hr/2013/06/sve-prevare-dodikovih-prijatelja.html, http://www.irbrs.net
BA | Bosnia and Herzegovina | Dvoslap | Una | Sava | Bihac | Greenfield |  | Una | National Park | Inside | 0 |  |  | not identified | not identified | [8 empty] | potential | N/A | [15 empty] | None | The decision by Bihac council to offer concessions for plants in the national park was cancelled in July 2015 | http://www.fipa.gov.ba/novosti/vijesti/default.aspx?id=2385&langTag=bs-BA, http://balkans.aljazeera.net/vijesti/hidroelektrane-na-uni-nece-se-graditi
BA_HP_499 | Bosnia and Herzegovina | Janjina J1 | Janjina | Drina | Gorazde | Greenfield |  |  |  |  | 0 | 4.4 |  | HE Bistrica d.o.o. Foca | ELEKTROPRIVREDA Republike Srpske, Elektrodistribucija a.d. Pale, KALDERA COMPANY d.o.o. Laktasi, BDY Czech, a.s. | BiH | Milenko Cicic (Kaldera), Milutin Peric (BDY) | public-private | [5 empty] | concession awarded | N/A | [12 empty] | IRBRS (Investment and Development Bank of Republika Srpska) | Signed | See Bistrica B1 | Yes | The Centre for Investigative Reporting in 2012 claimed that Kaldera had gained its part in this project by untransparent means. While BDY is Czech registered, its biggest owner is a BiH national. Kaldera obtained a credit from the IRBRS (Investment and Development Bank of Republika Srpska) however it cannot be shown for sure whether it was for the hydropower plants project or for something else. | http://koncesije-rs.org/dokumenti/koncesionari/Finalni%20izvjestaj%20o%20radu%20komisije%20za%202012.%20godinu_lat.pdf, http://bizreg.esrpska.com/, https://www.cin.ba/en/povlastice-za-kalderu-vlada-garantuje-trgovinu-strujom-prije-izgradnje-elektrana/, http://balkans.aljazeera.net/vijesti/koncesionar-kasni-s-gradnjom-he, http://slobodanvaskovic.blogspot.hr/2013/06/sve-prevare-dodikovih-prijatelja.html, http://www.irbrs.net
BA | Bosnia and Herzegovina | Janjina J2 | Janjina | Drina | Gorazde | Greenfield |  |  |  |  | 0 | 1.7 |  | ERS MHE d.o.o. | Energy Eastern Europe Hydro Power GmbH | Austria | Wien Energie/Energie Zotter | private | [5 empty] | concession awarded | N/A | [15 empty] | None | According to Concession Commission report for 2016, the concessionaire is in the process of handing over the concession to another company who will do a new technical study as the previous one was unacceptable. | http://koncesije-rs.org/dokumenti/2014l/Prilog%201.%20Izvjestaja-MHE.pdf, http://koncesije-rs.org/cir/index.php?prikaz=stranica&id=15
BA_HP_500 | Bosnia and Herzegovina | Vrilo | Suica | Gornja Cetina | Tomislavgrad | Greenfield |  | Livanjsko polje/Busko blato Livanjsko polje Ramsar site (Busko blato)/Emerald site + “other” | Ramsar site/Nominated Emerald site | Inside | 0 | 66 |  | Elektroprivreda HZHB | Elektroprivreda HZHB |  |  | public | [5 empty] | planned | N/A | [12 empty] | Kreditanstalt für Wiederaufbau (KfW) | Signed | 100.175 | Yes | Additional research for the EIA was carried out after it failed to be approved twice. It is being supported by a EUR 0.175 million grant from KfW. | https://www.kfw-entwicklungsbank.de/ipfz/Projektdatenbank/Energiesektorprogramm-IV-Pumpenspeicherwerk-Vrilo-24511#, www.ephzhb.ba/?wpdmdl=1468, additional information from local group Nasa Bastina and WWF Adria Response from KfW to information request, 02.11.2015
BA_HP_501 | Bosnia and Herzegovina | Kablic |  | Gornja Cetina | Livno | Greenfield |  |  |  |  | 0 | 52 |  | Elektroprivreda HZHB | Elektroprivreda HZHB |  |  | public | [5 empty] | planned | N/A | [15 empty] | None | According to a WWF representative in BiH, this could have impacts on drinking water sources for Livno. | http://www.fbihvlada.gov.ba/bosanski/zakoni/2010/odluke/138b.html
BA_HP_502 | Bosnia and Herzegovina | Han Skela | Vrbas | Sava | Jajce | Greenfield |  |  |  |  | 0 | 11 |  | Elektroprivreda HZHB | Elektroprivreda HZHB |  |  | public | [5 empty] | planned | N/A | EUR | 29.5 | 29.5 | [12 empty] | None | Not much seems to have happened in recent years | http://www.wb-vrbasstudy.com/tl_files/Documents/Modul%202-Hidroenergetski%20razvoj-Konacna%20verzija,%20sa%20Prilozima.pdf, http://www.voda.ba/doc/va/RJESENJE_PVS_HAN_SKELA_HZ_HERCEG_BOSNA.pdf, http://www.ephzhb.ba/wp-content/uploads/Publikacije_Vijesnik/20%20year%20of%20EPHZHB.pdf
BA | Bosnia and Herzegovina | Troslap | Una | Sava | Bihac | Greenfield |  | Una | National Park | Inside | 0 |  |  | not identified | not identified | [8 empty] | potential | N/A | [15 empty] | None | In July 2015 a decision to issue concessions for SHPPs in the National Park was cancelled by Bihac District Council. | http://balkans.aljazeera.net/vijesti/hidroelektrane-na-uni-nece-se-graditi
BA_HP_503 | Bosnia and Herzegovina | Klokun | Tihaljina | Neretva | Ljubuski | Greenfield |  |  | Other | Inside | 0 | 3.25 |  | Elektroprivreda HZHB | Elektroprivreda HZHB | [8 empty] | planned | N/A | [15 empty] | None | The EIB was at one stage considering financing but did not go ahead. | http://www.eib.org/attachments/pipeline/20070438_eia_klokun_en.pdf
BA | Bosnia and Herzegovina | Martin Brod | Una | Sava | Bihac | Greenfield |  | Una | National Park | Inside | 0 |  |  | Bosna Energy d.o.o. Sarajevo | Oleg Khmelminskiy, Kemal Osmanovic | Russia, BiH | [7 empty] | potential | N/A | [15 empty] | None | A request by Bosna Energy d.o.o. Sarajevo for a concession was given a negative opinion by the National Park authority in January 2015. In July 2015 a decision to issue concessions for SHPPs in the National Park was cancelled by Bihac District Council. | http://balkans.aljazeera.net/vijesti/hidroelektrane-na-uni-nece-se-graditi, http://abc.ba/novost/25199/otkrivamo-dogovori-o-gradnji-hidroelektrane-u-martin-brodu-obavljaju-se-iza-kulisa-video, http://bizreg.pravosudje.ba
BA_HP_504 | Bosnia and Herzegovina | Kocusa | Tihaljina | Neretva | Ljubuski | Greenfield |  |  | Other | Inside | 0 | 4.85 |  | Elektroprivreda HZHB | Elektroprivreda HZHB | [8 empty] | planned | N/A | [15 empty] | None | The EIB was at one stage considering financing but did not go ahead. | http://www.eib.org/attachments/pipeline/20070438_eia_kocusa_en.pdf
BA_HP_505 | Bosnia and Herzegovina | Rama | Rama | Neretva | Prozor-Rama | Existing |  |  | Nominated Emerald Site | Inside | 160 | 0 | 664 | Elektroprivreda HZHB | Elektroprivreda HZHB | [8 empty] | operational>10 | 1968 | [17 empty] | http://www.ephzhb.ba/wp-content/uploads/Publikacije_Vijesnik/brosura-rama.pdf Capacity information for last 15 years from Background Report 1, regional strategy for sustainable hydropower in the Western Balkans.
BA_HP_627 | Bosnia and Herzegovina | Vranduk | Bosna | Sava | Zenica | Greenfield |  |  |  |  | 0 | 20 |  | Elektroprivreda BiH | Elektroprivreda BiH | BiH | Mostly state-owned | public |  | 2012 |  |  |  | under construction | N/A | BAM | 127 | 63.5 | 11.25 | BA-MDB | European Bank for Reconstruction and Development (EBRD) | Signed | credit | 26 | [6 empty] | Yes |  | http://www.ebrd.com/news/2013/ebrd-finances-expansion-of-hydro-power-generation-in-bosnia-and-herzegovina.html http://www.ebrd.com/work-with-us/projects/psd/epbih---hydro-power-plants-project.html http://predstavnickidom-pfbih.gov.ba/upload/file/sjednice/22_bos/17.PDF http://www.eib.org/projects/pipeline/2011/20110180.htm
| Bosnia and Herzegovina | Vranduk |  |  |  | Additional row: Multiple financing sources | [18 empty] | N/A |  |  |  |  | BA-MDB | European Investment Bank (EIB) | Signed | credit | 37.5 | [6 empty] | Yes
BA_HP_630 | Bosnia and Herzegovina | Konjic | Neretva | Adriatic | Konjic | Duplicate | [7 empty] | None | None | [8 empty] | unclear | N/A | [15 empty] | None | Duplicate of BA_HP_371. It has been agreed by local and federal authorities that this plant will not be built, however until a new Federal spatial plan is adopted, it cannot be said to have been officially cancelled
BA_HP_633 | Bosnia and Herzegovina | Jablanica | Neretva | Adriatic | Jablanica | Existing |  |  |  |  | 180 | 0 | 742 | Elektroprivreda BiH | Elektroprivreda BiH |  |  | public | [5 empty] | operational>10 | 1955 | [15 empty] | N/A |  | http://www.elektroprivreda.ba/stranica/he-na-neretvi Capacity information for last 15 years from Background Report 1, regional strategy for sustainable hydropower in the Western Balkans.
BA_HP_634 | Bosnia and Herzegovina | Salakovac | Neretva | Adriatic | Mostar | Existing |  |  |  |  | 210 | 0 | 423000 | Elektroprivreda BiH | Elektroprivreda BiH |  |  | public | [5 empty] | operational>10 | 1981 | [15 empty] | N/A |  | http://www.elektroprivreda.ba/stranica/he-na-neretvi Capacity information for last 15 years from Background Report 1, regional strategy for sustainable hydropower in the Western Balkans.
BA_HP_635 | Bosnia and Herzegovina | Capljina | Trebisnjica | Adriatic | Capljina | Existing |  |  |  |  | 420 | 0 | 302000 | Elektroprivreda HZHB | Elektroprivreda HZHB |  |  | public | [5 empty] | operational>10 | 1979 | [15 empty] | N/A | Pumped storage plant | http://www.ephzhb.ba/wp-content/uploads/Publikacije_Vijesnik/Brosura_CHE_web.pdf, Capacity information for last 15 years from Background Report 1, regional strategy for sustainable hydropower in the Western Balkans.
BA_HP_636 | Bosnia and Herzegovina | Jajce 2 | Vrbas | Sava | Jajce | Existing |  |  | Nominated Emerald Site | Inside | 30 | 0 | 149000 | Elektroprivreda HZHB | Elektroprivreda HZHB |  |  | public | [5 empty] | operational>10 | 1954 | [15 empty] | N/A |  | http://www.ephzhb.ba/wp-content/uploads/Jajce_brosura_2014.pdf Capacity information for last 15 years from Background Report 1, regional strategy for sustainable hydropower in the Western Balkans.
BA_HP_637 | Bosnia and Herzegovina | Trebinje 1 | Trebisnjica | Adriatic | Bileca | Existing |  |  |  |  | 168 | 0 | 447000 | Hidroelektrane na Trebisnjici (subsidiary of Elektroprivreda Republike Srpske) | Hidroelektrane na Trebisnjici (subsidiary of Elektroprivreda Republike Srpske) |  |  | public | [5 empty] | operational>10 | 1968 | [15 empty] | N/A |  | http://www.het.ba/index.php/het-sistem/he-trebinje1 Capacity information for last 15 years from Background Report 1, regional strategy for sustainable hydropower in the Western Balkans.
BA_HP_638 | Bosnia and Herzegovina | Trebinje 2 | Trebisnjica | Adriatic | Bileca | Existing |  |  |  |  | 8 | 0 |  | Hidroelektrane na Trebisnjici (subsidiary of Elektroprivreda Republike Srpske) | Hidroelektrane na Trebisnjici (subsidiary of Elektroprivreda Republike Srpske) | [8 empty] | operational>10 | 1981 | [15 empty] | N/A |  | http://www.het.ba/index.php/het-sistem/he-trebinje2
BA_HP_639 | Bosnia and Herzegovina | Mostar | Neretva | Adriatic | Mostar | Existing |  |  |  |  | 72 | 0 | 238000 | Elektroprivreda HZHB | Elektroprivreda HZHB | [8 empty] | operational>10 | 1987 | [15 empty] | N/A |  | http://www.ephzhb.ba/wp-content/uploads/Publikacije_Vijesnik/20%20godina%20EPHZHB.pdf Capacity information for last 15 years from Background Report 1, regional strategy for sustainable hydropower in the Western Balkans.
BA_HP_658 | Bosnia and Herzegovina | Una-Kostela | Una | Sava | Bihac | Rehabilitation |  |  | Other | Inside | 6.4 | 2.5 | 46000 | Elektroprivreda BiH | Elektroprivreda BiH |  |  | public | [5 empty] | operational>10 |  | BAM | 25 | 12.5 | 1.5 | BA-MDB | European Bank for Reconstruction and Development (EBRD) | Signed | credit | 8.8 | [6 empty] | Yes | The original currency MDB loan: 17.6 mil BAM | http://parlamentfbih.gov.ba/dom_naroda/bos/parlament/propisi/El_materijali/Program%20Javnih%20Investicija.pdf, http://www.elektroprivreda.ba/upload/documents/Hydropower_Project_Una-Kostela_Bihac.pdf, http://www.elektroprivreda.ba/novost/12630/for-construction-of-hpp-vranduk-and-hpp-una-kostela-ebrd-has-approved-credit-line-of-35-million Capacity information for last 15 years from Background Report 1, regional strategy for sustainable hydropower in the Western Balkans.
BA_HP_659 | Bosnia and Herzegovina | Osanica 1 | Osanica | Drina | Gorazde | Existing |  |  |  |  | 1.1 | 0 | 3000 | Elektroprivreda BiH | Elektroprivreda BiH | [8 empty] | operational>10 | 1998 | [15 empty] | N/A |  | http://www.ferk.ba/_ba/images/stories/2012/1812-dz-proizv-jpepbih-bs.pdf, http://www.derk.ba/DocumentsPDFs/BIH4ECRB_Energy_Sector_Report_2009_b.pdf, http://www.elektroprivreda.ba/upload/documents/Godisnji_izvjestaj_o_zastiti_okolisa_%202015.pdf, Capacity information from Background Report 1, regional strategy for sustainable hydropower in the Western Balkans.
BA | Bosnia and Herzegovina | Osanica 4 | Osanica | Drina | Gorazde | Greenfield |  |  |  |  | 0.6 | 0 | 487 | Eco Energy d.o.o. Gracanica | not identified |  |  | private | [5 empty] | operational 5-10 | 2008 | [15 empty] | Not identified |  | http://www.ferk.ba/_hr/images/stories/2014/dozvola_eco_energy_obnova_hr.pdf, http://ecoenergy.ba, http://www.mvp.gov.ba/ekonomska_oblast/SBF%202014%20ENERGY%20PROJECTS.pdf, http://www.derk.ba/DocumentsPDFs/BIH4ECRB_Energy_Sector_Report_2009_b.pdf, http://www.ecoenergy.ba/v2/wp-content/uploads/2016/09/osanica_bih.pdf, https://www.derk.ba/DocumentsPDFs/BIH4ECRB_Energy_Sector_Report_2009_b.pdf
BA_HP_660 | Bosnia and Herzegovina | Modrac | Spreca | Bosna | Lukavac | Existing |  |  |  |  | 1.9 | 0 | 7800 | Elektroprivreda BiH | Elektroprivreda BiH | [8 empty] | operational>10 | 1998 | [15 empty] | N/A |  | http://www.ferk.ba/_ba/images/stories/2012/1812-dz-proizv-jpepbih-bs.pdf, http://www.derk.ba/DocumentsPDFs/BIH4ECRB_Energy_Sector_Report_2009_b.pdf, http://www.elektroprivreda.ba/upload/documents/Godisnji_izvjestaj_o_zastiti_okolisa_%202015.pdf, Capacity information from Background Report 1, regional strategy for sustainable hydropower in the Western Balkans.
BA_HP_662 | Bosnia and Herzegovina | Gorazde | Drina | Sava | Gorazde | Greenfield | [7 empty] | Elektroprivreda BiH | Elektroprivreda BiH | [8 empty] | planned | N/A | [15 empty] | None | Very little information available but being considered within Regional Strategy for Sustainable Hydropower Development | http://www.ekapija.com/website/bih/company/photoArticle.php?id=701913&path=reka_potok_080713.jpg, https://www.wbif.eu/content/stream//Sites/website/library/WBEC-REG-ENE-01-Final-Report-05.12a.pdf
BA_HP_670 | Bosnia and Herzegovina | Pale, Bosnia Hydro |  | Bosna | Pale | Unclear |  |  | Other | Inside |  |  |  | not identified | not identified | [8 empty] | unclear | N/A | [15 empty] | None | No information available
BA_HP_671 | Bosnia and Herzegovina | Pecina Tisca | Drinjaca | Drina | Zvornik | Greenfield |  |  |  |  | 0 | 0.5 |  | Omorika MHE d.o.o. Doboj | Omorika P.E.T. d.o.o. Doboj | BiH | Dusan Bokan, Jasna Bokan | private |  | 2006 | 30 | 2036 |  | concession awarded | N/A | [15 empty] | Not identified | Omorika P.E.T produces plastic. Environmental permit obtained. Changes in the project being made after 2014 floods and landslides. | http://koncesije-rs.org/lat/index.php?prikaz=stranica&id=24, http://koncesije-rs.org/dokumenti/2014l/Prilog%201.%20Izvjestaja-MHE.pdf
BA_HP_674 | Bosnia and Herzegovina | Tresanica 1 | Tresanica | Neretva | Konjic | Duplicate | [7 empty] | See Tresanica 4 | See Tresanica 4 | [8 empty] | operational<5 | [16 empty] | N/A | See Tresanica 4, also known as T-4 | Zeleni Neretva, http://amitea.com.ba/index.php?option=com_content&task=view&id=22&Itemid=1, http://www.ferk.ba/_en/images/stories/dozvole/2008/2309_license_amitea_tresenica_generation.pdf
BA_HP_675 | Bosnia and Herzegovina | Tresanica 3 - Lukac | Tresanica | Neretva | Konjic | Greenfield |  |  |  |  | 2.9 | 0 | 12000 | Wind-Neretva d.o.o. | not identified |  |  | private |  | 2005 | 30 |  |  | operational<5 | 2015 | [15 empty] | Not identified |  | http://zeleni-neretva.ba/index.php?option=com_docman&task=cat_view&gid=34&Itemid=52, http://www.ferk.ba/_ba/images/stories/2009_docs/05_0515_od_usv_ndz_pdi_w_n_lukac_bs.pdf, Background Report 1, regional strategy for sustainable hydropower in the Western Balkans, http://spiljak.ba/constructions/documents/MHE_Lukac_(ENG).pdf
BA_HP_676 | Bosnia and Herzegovina | Tresanica 4 (Babina Voda) | Tresanica | Neretva | Konjic | Greenfield |  |  |  |  | 1.2 | 0 | 3265 | Amitea d.o.o. Mostar | not identified |  |  |  |  | 2005 | 30 |  |  | operational 5-10 | 2008 | [15 empty] | Not identified |  | http://amitea.com.ba/index.php?option=com_content&task=view&id=22&Itemid=1, http://www.ferk.ba/_en/images/stories/dozvole/2008/2309_license_amitea_tresenica_generation.pdf, http://www.derk.ba/DocumentsPDFs/BIH4ECRB_Energy_Sector_Report_2009_b.pdf
BA_HP_677 | Bosnia and Herzegovina | Veliki Duboki Potok | Tresanica | Neretva | Konjic | Greenfield |  |  |  |  | 0 | 0.4 |  | DF Gradnja, Konjic | not identified |  |  | private | [5 empty] | operational<5 | 2016 | [15 empty] | Not identified |  | http://zeleni-neretva.ba/index.php?option=com_content&task=view&id=237, http://www.fmeri.gov.ba/obavjestenje-za-javnost-8.aspx, https://wbif.eu/content/stream//Sites/website/library/WBEC-REG-ENE-01-170508-BR1-Past-and-Future-Role-of-Hydropower.pdf
BA | Bosnia and Herzegovina | Bijela 1 | Bijela | Neretva | Konjic | Greenfield |  |  |  |  | 0 | 0.5 |  | Wind-Neretva d.o.o. | not identified |  |  | private | 2 |  |  |  |  | concession awarded | N/A | [15 empty] | Not identified |  | http://www.konjic.ba/images/stories/prostorni_plan/NACRT%20PROSTORNOG%20PLANA%20OPCINE%20KONJIC%202013%20-%202033.g.pdf
BA | Bosnia and Herzegovina | Bijela 2 | Bijela | Neretva | Konjic | Greenfield |  |  |  |  | 0 | 0.7 |  | Wind-Neretva d.o.o. | not identified |  |  | private | 2 |  |  |  |  | concession awarded | N/A | [15 empty] | Not identified |  | http://www.konjic.ba/images/stories/prostorni_plan/NACRT%20PROSTORNOG%20PLANA%20OPCINE%20KONJIC%202013%20-%202033.g.pdf
BA_HP_678 | Bosnia and Herzegovina | Pozarna | Unclear | Unclear | Unclear | Unclear | [7 empty] | not identified | not identified | [8 empty] | unclear | N/A | [15 empty] | N/A | No information available | No information available
BA_HP_679 | Bosnia and Herzegovina | Prokosko | Jezernica | Bosna | Fojnica | Greenfield |  |  | Nominated Emerald site | Inside | 0 | unclear |  | not identified | not identified | [8 empty] | potential | N/A | [15 empty] | None | Nothing happening to move this project forward. | Eko-Gotuša
BA_HP_681 | Bosnia and Herzegovina | Bogatici | Zeljeznica | Bosna | Trnovo | Rehabilitation |  |  |  |  | 8 | 2 | 40000 | Elektrodistribucija Pale | Elektroprivreda Republike Srpske |  |  | public | [5 empty] | unclear | 1948 | BAM | 17 | 8.5 | [12 empty] | N/A | Due to a landslide it was seriously damaged around 2010-2011. Now a capacity upgrade is being planned. | http://www.ers.ba/stara/distributivne.htm http://depo.ba/clanak/40852/kliziste-brane-bogatici-konacno-uzrokovalo-havariju-kuca-srusena-do-temelja#1, https://www.youtube.com/watch?v=bM6LEuUOx3o.
BA_HP_683 | Bosnia and Herzegovina | Botun | Kozica | Bosna | Fojnica | Existing |  |  |  |  | 1 | 0 | 3800 | Intrade d.o.o. | not identified |  |  | private |  | 2000 |  |  |  | operational>10 | 2005 | [15 empty] | Not identified |  | http://www.fojnica.ba/foto/thumbnails.php?album=60, http://www.fojnica.ba/2004/12/23/mhe-jezernica-i-mhe-botun-pustene-u-probni-rad.html, http://www.ferk.ba/_ba/images/stories/2011/2502_dz_pr_intrade_bs.pdf, http://www.derk.ba/DocumentsPDFs/BIH4ECRB_Energy_Sector_Report_2009_b.pdf, Capacity information from Background Report 1, regional strategy for sustainable hydropower in the Western Balkans.
BA_HP_686 | Bosnia and Herzegovina | Jezernica 1 | Jezernica | Bosna | Fojnica | Existing |  |  | Other | Inside | 0.6 | 0 | 3631 | Intrade d.o.o. | not identified |  |  | private |  | 2000 |  |  |  | operational>10 | 2005 | [15 empty] | Not identified |  | http://www.fojnica.ba/foto/thumbnails.php?album=60, http://www.fojnica.ba/2004/12/23/mhe-jezernica-i-mhe-botun-pustene-u-probni-rad.html, http://www.ferk.ba/_ba/images/stories/2011/2502_dz_pr_intrade_bs.pdf, http://www.derk.ba/DocumentsPDFs/BIH4ECRB_Energy_Sector_Report_2009_b.pdf, Capacity information from Background Report 1, regional strategy for sustainable hydropower in the Western Balkans.
BA_HP_687 | Bosnia and Herzegovina | Majdan | Kozica | Bosna | Fojnica | Existing |  |  |  |  | 2.6 | 0 | 1110 | Intrade d.o.o. | not identified |  |  | private |  | 2004 |  |  |  | operational>10 | 2005 | [15 empty] | Not identified |  | http://www.ferk.ba/_ba/images/stories/2011/2502_dz_pr_intrade_bs.pdf, http://www.derk.ba/DocumentsPDFs/BIH4ECRB_Energy_Sector_Report_2009_b.pdf, Capacity information from Background Report 1, regional strategy for sustainable hydropower in the Western Balkans.
BA | Bosnia and Herzegovina | Majdan 2 | Kozica | Bosna | Fojnica | Greenfield | [7 empty] | Intrade d.o.o. | not identified |  |  | private | [5 empty] | concession awarded | N/A | [15 empty] | None |  | Concession list from Srednobosanski Kanton obtained by Center for Environment via an information request in 2016.
BA_HP_688 | Bosnia and Herzegovina | Mesici-Nova | Praca | Drina | Gorazde | Greenfield |  |  | Other | Inside | 4.9 | 0 | 24000 | Elektrodistribucija Pale | MHE ERS a.d. Trebinje |  |  |  |  | 2014 | 50 | 2064 |  | operational<5 | 2015 | BAM | 10 | 5 | [12 empty] | Not identified |  | http://koncesije-rs.org/dokumenti/2014l/Prilog%201.%20Izvjestaja-MHE.pdf, http://energetikars.com/hidroenergija/dodik-i-mrda-pustili-u-rad-he-mesici-nova/, http://koncesije-rs.org/lat/index.php?prikaz=stranica&id=24, Capacity information from Background Report 1, regional strategy for sustainable hydropower in the Western Balkans.
BA_HP_689 | Bosnia and Herzegovina | Mujakovici | Jezernica | Bosna | Fojnica | Existing |  |  | Other | Inside | 1.5 | 0 | 8200 | Intrade d.o.o. | not identified |  |  | private |  | 2000 |  |  |  | operational>10 | 2005 | [15 empty] | Not identified |  | http://www.ferk.ba/_ba/images/stories/2011/2502_dz_pr_intrade_bs.pdf, http://www.derk.ba/DocumentsPDFs/BIH4ECRB_Energy_Sector_Report_2009_b.pdf, Capacity information from Background Report 1, regional strategy for sustainable hydropower in the Western Balkans.
BA_HP_690 | Bosnia and Herzegovina | Slapovi Na Uni | Una | Sava | Bihac | Duplicate | [7 empty] | not identified | not identified | [9 empty] | N/A | [15 empty] | N/A | Duplicate of Una Kostela
BA_HP_691 | Bosnia and Herzegovina | Snjeznica | Rastosnica | Drina | Teocak | Existing |  |  |  |  | 0.4 | 0 | 1600 | EPBIH | EPBIH | BIH | FBIH | public | [5 empty] | operational>10 | 1984 | [15 empty] | N/A | Built for the needs of Ugljevik coal power plant, though it is now in FBIH not Republika Srpska | http://www.fmoit.gov.ba/userfiles/file/Dopunjeni%20Snije%C5%BEnica%20novi_27sept2010.pdf, Capacity information from Background Report 1, regional strategy for sustainable hydropower in the Western Balkans.
BA_HP_692 | Bosnia and Herzegovina | Tisca | Tisca | Drina | Vlasenica | Existing |  |  |  |  | 2 | 0 | 8200 | ERS | ERS | BiH | Republika Srpska | public | [5 empty] | operational>10 | 1990 | [15 empty] | N/A |  | http://www.ers.ba/stara/distributivne.htm, http://www.derk.ba/DocumentsPDFs/BIH4ECRB_Energy_Sector_Report_2009_b.pdf, Capacity information from Background Report 1, regional strategy for sustainable hydropower in the Western Balkans.
BA_HP_693 | Bosnia and Herzegovina | Vlasenica | Jadar | Drina | Vlasenica | Existing |  |  |  |  | 0.9 | 0 | 3700 | ERS | ERS | BiH | Republika Srpska | public | [5 empty] | operational>10 | 1950 | [15 empty] | N/A |  | http://www.ers.ba/stara/distributivne.htm, http://www.derk.ba/DocumentsPDFs/BIH4ECRB_Energy_Sector_Report_2009_b.pdf, Capacity information from Background Report 1, regional strategy for sustainable hydropower in the Western Balkans.
BA_HP_695 | Bosnia and Herzegovina | Neretvica - Crna Rijeka | Crni potok | Neretva | Konjic | Greenfield |  |  |  |  | 0 | 2.1 | 99900 | Elektroprivreda BIH | Elektroprivreda BIH | BiH | FBIH | public |  | 2009 | 30 |  |  | concession awarded | N/A | BAM | 97 | 48.5 | 1.7 | BA-MDB | European Bank for Reconstruction and Development (EBRD) | Planned | credit | [7 empty] | Yes | 15 small hydros, 24.5 MW total. Environmental permits issued between 2010 and 2013, renewed for first four in 2016. In 2017 the EBRD announced that it was engaging a consultant to undertake new EIAs in accordance with its standards, as a precondition for its potential financing of the projects. It is not clear how many of the plants, if any, the EBRD is planning to finance. | http://parlamentfbih.gov.ba/dom_naroda/bos/parlament/propisi/El_materijali/Projekti.pdf http://www.elektroprivreda.ba/stranica/male-hidroelektrane-na-neretvici http://www.elektroprivreda.ba/novost/9115/okolinska-dozvola-i-za-mhe-gorovnik-usce, http://www.nosbih.ba/files/dokumenti/Indikativan%20plan%20razvoja/Novi/PRILOG%20IPRP%202016-2025%20-%20Final.pdf http://www.fmoit.gov.ba/images/stories/Prilog10_Kumulativni%20utjecaj%2015MHE_na%20sliv_za_web.pdf http://www.konjic.ba/images/stories/prostorni_plan/NACRT%20PROSTORNOG%20PLANA%20OPCINE%20KONJIC%202013%20-%202033.g.pdf https://www.devex.com/funding/r?report=tender-environmental-and-social-impact-assessment-238386
BA | Bosnia and Herzegovina | Neretvica - Srijanski Most | Neretvica | Neretva | Konjic | Greenfield |  |  |  |  | 0 | 1.8 | See Crna Rijeka | Elektroprivreda BIH | Elektroprivreda BIH | BiH | FBIH | public |  | 2009 | 30 |  |  | concession awarded | N/A | BAM | 97 | 48.5 | See Neretvica - Crna Rijeka | BA-MDB | European Bank for Reconstruction and Development (EBRD) | Planned | credit | [7 empty] | Yes | 15 small hydros, 24.5 MW total. Environmental permits issued between 2010 and 2013, renewed for first four in 2016. In 2017 the EBRD announced that it was engaging a consultant to undertake new EIAs in accordance with its standards, as a precondition for its potential financing of the projects. It is not clear how many of the plants, if any, the EBRD is planning to finance. | http://parlamentfbih.gov.ba/dom_naroda/bos/parlament/propisi/El_materijali/Projekti.pdf http://www.elektroprivreda.ba/stranica/male-hidroelektrane-na-neretvici http://www.elektroprivreda.ba/novost/9115/okolinska-dozvola-i-za-mhe-gorovnik-usce, http://www.nosbih.ba/files/dokumenti/Indikativan%20plan%20razvoja/Novi/PRILOG%20IPRP%202016-2025%20-%20Final.pdf http://www.fmoit.gov.ba/images/stories/Prilog10_Kumulativni%20utjecaj%2015MHE_na%20sliv_za_web.pdf http://www.konjic.ba/images/stories/prostorni_plan/NACRT%20PROSTORNOG%20PLANA%20OPCINE%20KONJIC%202013%20-%202033.g.pdf https://www.devex.com/funding/r?report=tender-environmental-and-social-impact-assessment-238386
BA | Bosnia and Herzegovina | Neretvica - Gorovnik | Gorovnik | Neretva | Konjic | Greenfield |  |  |  |  | 0 | 0.8 | See Crna Rijeka | Elektroprivreda BIH | Elektroprivreda BIH | BiH | FBIH | public |  | 2009 | 30 |  |  | concession awarded | N/A | BAM | 97 | 48.5 | See Neretvica - Crna Rijeka | BA-MDB | European Bank for Reconstruction and Development (EBRD) | Planned | credit | [7 empty] | Yes | 15 small hydros, 24.5 MW total. Environmental permits issued between 2010 and 2013, renewed for first four in 2016. In 2017 the EBRD announced that it was engaging a consultant to undertake new EIAs in accordance with its standards, as a precondition for its potential financing of the projects. It is not clear how many of the plants, if any, the EBRD is planning to finance. | http://parlamentfbih.gov.ba/dom_naroda/bos/parlament/propisi/El_materijali/Projekti.pdf http://www.elektroprivreda.ba/stranica/male-hidroelektrane-na-neretvici http://www.elektroprivreda.ba/novost/9115/okolinska-dozvola-i-za-mhe-gorovnik-usce, http://www.nosbih.ba/files/dokumenti/Indikativan%20plan%20razvoja/Novi/PRILOG%20IPRP%202016-2025%20-%20Final.pdf http://www.fmoit.gov.ba/images/stories/Prilog10_Kumulativni%20utjecaj%2015MHE_na%20sliv_za_web.pdf
BA | Bosnia and Herzegovina | Neretvica - Gorovnik usce | Neretvica | Neretva | Konjic | Greenfield |  |  |  |  | 0 | 1 | See Crna Rijeka | Elektroprivreda BIH | Elektroprivreda BIH | BiH | FBIH | public |  | 2009 | 30 |  |  | concession awarded | N/A | BAM | 97 | 48.5 | See Neretvica - Crna Rijeka | BA-MDB | European Bank for Reconstruction and Development (EBRD) | Planned | credit | [7 empty] | Yes | 15 small hydros, 24.5 MW total. Environmental permits issued between 2010 and 2013, renewed for first four in 2016. In 2017 the EBRD announced that it was engaging a consultant to undertake new EIAs in accordance with its standards, as a precondition for its potential financing of the projects. It is not clear how many of the plants, if any, the EBRD is planning to finance. | http://parlamentfbih.gov.ba/dom_naroda/bos/parlament/propisi/El_materijali/Projekti.pdf http://www.elektroprivreda.ba/stranica/male-hidroelektrane-na-neretvici http://www.elektroprivreda.ba/novost/9115/okolinska-dozvola-i-za-mhe-gorovnik-usce, http://www.nosbih.ba/files/dokumenti/Indikativan%20plan%20razvoja/Novi/PRILOG%20IPRP%202016-2025%20-%20Final.pdf http://www.fmoit.gov.ba/images/stories/Prilog10_Kumulativni%20utjecaj%2015MHE_na%20sliv_za_web.pdf http://www.konjic.ba/images/stories/prostorni_plan/NACRT%20PROSTORNOG%20PLANA%20OPCINE%20KONJIC%202013%20-%202033.g.pdf https://www.devex.com/funding/r?report=tender-environmental-and-social-impact-assessment-238386
BA | Bosnia and Herzegovina | Neretvica - Podhum 1 | Neretvica | Neretva | Konjic | Greenfield |  |  |  |  | 0 | 2 | See Crna Rijeka | Elektroprivreda BIH | Elektroprivreda BIH | BiH | FBIH | public |  | 2009 | 30 |  |  | concession awarded | N/A | BAM | 97 | 48.5 | See Neretvica - Crna Rijeka | BA-MDB | European Bank for Reconstruction and Development (EBRD) | Planned | credit | [7 empty] | Yes | 15 small hydros, 24.5 MW total. Environmental permits issued between 2010 and 2013, renewed for first four in 2016. In 2017 the EBRD announced that it was engaging a consultant to undertake new EIAs in accordance with its standards, as a precondition for its potential financing of the projects. It is not clear how many of the plants, if any, the EBRD is planning to finance. | http://parlamentfbih.gov.ba/dom_naroda/bos/parlament/propisi/El_materijali/Projekti.pdf http://www.elektroprivreda.ba/stranica/male-hidroelektrane-na-neretvici http://www.elektroprivreda.ba/novost/9115/okolinska-dozvola-i-za-mhe-gorovnik-usce, http://www.nosbih.ba/files/dokumenti/Indikativan%20plan%20razvoja/Novi/PRILOG%20IPRP%202016-2025%20-%20Final.pdf http://www.fmoit.gov.ba/images/stories/Prilog10_Kumulativni%20utjecaj%2015MHE_na%20sliv_za_web.pdf http://www.konjic.ba/images/stories/prostorni_plan/NACRT%20PROSTORNOG%20PLANA%20OPCINE%20KONJIC%202013%20-%202033.g.pdf https://www.devex.com/funding/r?report=tender-environmental-and-social-impact-assessment-238386
BA | Bosnia and Herzegovina | Neretvica - Podhum 2 | Neretvica | Neretva | Konjic | Greenfield |  |  |  |  | 0 | 2.4 | See Crna Rijeka | Elektroprivreda BIH | Elektroprivreda BIH | BiH | FBIH | public |  | 2009 | 30 |  |  | concession awarded | N/A | BAM | 97 | 48.5 | See Neretvica - Crna Rijeka | BA-MDB | European Bank for Reconstruction and Development (EBRD) | Planned | credit | [7 empty] | Yes | 15 small hydros, 24.5 MW total. Environmental permits issued between 2010 and 2013, renewed for first four in 2016. In 2017 the EBRD announced that it was engaging a consultant to undertake new EIAs in accordance with its standards, as a precondition for its potential financing of the projects. It is not clear how many of the plants, if any, the EBRD is planning to finance. | http://parlamentfbih.gov.ba/dom_naroda/bos/parlament/propisi/El_materijali/Projekti.pdf http://www.elektroprivreda.ba/stranica/male-hidroelektrane-na-neretvici http://www.elektroprivreda.ba/novost/9115/okolinska-dozvola-i-za-mhe-gorovnik-usce, http://www.nosbih.ba/files/dokumenti/Indikativan%20plan%20razvoja/Novi/PRILOG%20IPRP%202016-2025%20-%20Final.pdf http://www.fmoit.gov.ba/images/stories/Prilog10_Kumulativni%20utjecaj%2015MHE_na%20sliv_za_web.pdf http://www.konjic.ba/images/stories/prostorni_plan/NACRT%20PROSTORNOG%20PLANA%20OPCINE%20KONJIC%202013%20-%202033.g.pdf https://www.devex.com/funding/r?report=tender-environmental-and-social-impact-assessment-238386
BA | Bosnia and Herzegovina | Neretvica - Donji Obalj | Neretvica | Neretva | Konjic | Greenfield |  |  |  |  | 0 | 1.2 | See Crna Rijeka | Elektroprivreda BIH | Elektroprivreda BIH | BiH | FBIH | public |  | 2009 | 30 |  |  | concession awarded | N/A | BAM | 97 | 48.5 | See Neretvica - Crna Rijeka | BA-MDB | European Bank for Reconstruction and Development (EBRD) | Planned | credit | [7 empty] | Yes | 15 small hydros, 24.5 MW total. Environmental permits issued between 2010 and 2013, renewed for first four in 2016. In 2017 the EBRD announced that it was engaging a consultant to undertake new EIAs in accordance with its standards, as a precondition for its potential financing of the projects. It is not clear how many of the plants, if any, the EBRD is planning to finance. | http://parlamentfbih.gov.ba/dom_naroda/bos/parlament/propisi/El_materijali/Projekti.pdf http://www.elektroprivreda.ba/stranica/male-hidroelektrane-na-neretvici http://www.elektroprivreda.ba/novost/9115/okolinska-dozvola-i-za-mhe-gorovnik-usce, http://www.nosbih.ba/files/dokumenti/Indikativan%20plan%20razvoja/Novi/PRILOG%20IPRP%202016-2025%20-%20Final.pdf http://www.fmoit.gov.ba/images/stories/Prilog10_Kumulativni%20utjecaj%2015MHE_na%20sliv_za_web.pdf http://www.konjic.ba/images/stories/prostorni_plan/NACRT%20PROSTORNOG%20PLANA%20OPCINE%20KONJIC%202013%20-%202033.g.pdf https://www.devex.com/funding/r?report=tender-environmental-and-social-impact-assessment-238386
BA | Bosnia and Herzegovina | Neretvica - Pozelavka | Neretvica | Neretva | Konjic | Greenfield |  |  |  |  | 0 | 0.47 | See Crna Rijeka | Elektroprivreda BIH | Elektroprivreda BIH | BiH | FBIH | public |  | 2009 | 30 |  |  | concession awarded | N/A | BAM | 97 | 48.5 | See Neretvica - Crna Rijeka | BA-MDB | European Bank for Reconstruction and Development (EBRD) | Planned | credit | [7 empty] | Yes | 15 small hydros, 24.5 MW total. Environmental permits issued between 2010 and 2013, renewed for first four in 2016. In 2017 the EBRD announced that it was engaging a consultant to undertake new EIAs in accordance with its standards, as a precondition for its potential financing of the projects. It is not clear how many of the plants, if any, the EBRD is planning to finance. | http://parlamentfbih.gov.ba/dom_naroda/bos/parlament/propisi/El_materijali/Projekti.pdf http://www.elektroprivreda.ba/stranica/male-hidroelektrane-na-neretvici http://www.elektroprivreda.ba/novost/9115/okolinska-dozvola-i-za-mhe-gorovnik-usce, http://www.nosbih.ba/files/dokumenti/Indikativan%20plan%20razvoja/Novi/PRILOG%20IPRP%202016-2025%20-%20Final.pdf http://www.fmoit.gov.ba/images/stories/Prilog10_Kumulativni%20utjecaj%2015MHE_na%20sliv_za_web.pdf http://www.konjic.ba/images/stories/prostorni_plan/NACRT%20PROSTORNOG%20PLANA%20OPCINE%20KONJIC%202013%20-%202033.g.pdf https://www.devex.com/funding/r?report=tender-environmental-and-social-impact-assessment-238386
BA | Bosnia and Herzegovina | Neretvica - Mala Neretvica-usce | Neretvica | Neretva | Konjic | Greenfield |  |  |  |  | 0 | 1 | See Crna Rijeka | Elektroprivreda BIH | Elektroprivreda BIH | BiH | FBIH | public |  | 2009 | 30 |  |  | concession awarded | N/A | BAM | 97 | 48.5 | See Neretvica - Crna Rijeka | BA-MDB | European Bank for Reconstruction and Development (EBRD) | Planned | credit | [7 empty] | Yes | 15 small hydros, 24.5 MW total. Environmental permits issued between 2010 and 2013, renewed for first four in 2016. In 2017 the EBRD announced that it was engaging a consultant to undertake new EIAs in accordance with its standards, as a precondition for its potential financing of the projects. It is not clear how many of the plants, if any, the EBRD is planning to finance. | http://parlamentfbih.gov.ba/dom_naroda/bos/parlament/propisi/El_materijali/Projekti.pdf http://www.elektroprivreda.ba/stranica/male-hidroelektrane-na-neretvici http://www.elektroprivreda.ba/novost/9115/okolinska-dozvola-i-za-mhe-gorovnik-usce, http://www.nosbih.ba/files/dokumenti/Indikativan%20plan%20razvoja/Novi/PRILOG%20IPRP%202016-2025%20-%20Final.pdf http://www.fmoit.gov.ba/images/stories/Prilog10_Kumulativni%20utjecaj%2015MHE_na%20sliv_za_web.pdf http://www.konjic.ba/images/stories/prostorni_plan/NACRT%20PROSTORNOG%20PLANA%20OPCINE%20KONJIC%202013%20-%202033.g.pdf https://www.devex.com/funding/r?report=tender-environmental-and-social-impact-assessment-238386
BA | Bosnia and Herzegovina | Neretvica - Obascica | Obascica | Neretva | Konjic | Greenfield |  |  |  |  | 0 | 1.2 | See Crna Rijeka | Elektroprivreda BIH | Elektroprivreda BIH | BiH | FBIH | public |  | 2009 | 30 |  |  | concession awarded | N/A | BAM | 97 | 48.5 | See Neretvica - Crna Rijeka | BA-MDB | European Bank for Reconstruction and Development (EBRD) | Planned | credit | [7 empty] | Yes | 15 small hydros, 24.5 MW total. Environmental permits issued between 2010 and 2013, renewed for first four in 2016. In 2017 the EBRD announced that it was engaging a consultant to undertake new EIAs in accordance with its standards, as a precondition for its potential financing of the projects. It is not clear how many of the plants, if any, the EBRD is planning to finance. | http://parlamentfbih.gov.ba/dom_naroda/bos/parlament/propisi/El_materijali/Projekti.pdf http://www.elektroprivreda.ba/stranica/male-hidroelektrane-na-neretvici http://www.elektroprivreda.ba/novost/9115/okolinska-dozvola-i-za-mhe-gorovnik-usce, http://www.nosbih.ba/files/dokumenti/Indikativan%20plan%20razvoja/Novi/PRILOG%20IPRP%202016-2025%20-%20Final.pdf http://www.fmoit.gov.ba/images/stories/Prilog10_Kumulativni%20utjecaj%2015MHE_na%20sliv_za_web.pdf http://www.konjic.ba/images/stories/prostorni_plan/NACRT%20PROSTORNOG%20PLANA%20OPCINE%20KONJIC%202013%20-%202033.g.pdf https://www.devex.com/funding/r?report=tender-environmental-and-social-impact-assessment-238386
BA | Bosnia and Herzegovina | Neretvica - Duboki potok 1 | Neretvica | Neretva | Konjic | Greenfield |  |  |  |  | 0 | 0.5 | See Crna Rijeka | Elektroprivreda BIH | Elektroprivreda BIH | BiH | FBIH | public |  | 2009 | 30 |  |  | concession awarded | N/A | BAM | 97 | 48.5 | See Neretvica - Crna Rijeka | BA-MDB | European Bank for Reconstruction and Development (EBRD) | Planned | credit | [7 empty] | Yes | 15 small hydros, 24.5 MW total. Environmental permits issued between 2010 and 2013, renewed for first four in 2016. In 2017 the EBRD announced that it was engaging a consultant to undertake new EIAs in accordance with its standards, as a precondition for its potential financing of the projects. It is not clear how many of the plants, if any, the EBRD is planning to finance. | http://parlamentfbih.gov.ba/dom_naroda/bos/parlament/propisi/El_materijali/Projekti.pdf http://www.elektroprivreda.ba/stranica/male-hidroelektrane-na-neretvici http://www.elektroprivreda.ba/novost/9115/okolinska-dozvola-i-za-mhe-gorovnik-usce, http://www.nosbih.ba/files/dokumenti/Indikativan%20plan%20razvoja/Novi/PRILOG%20IPRP%202016-2025%20-%20Final.pdf http://www.fmoit.gov.ba/images/stories/Prilog10_Kumulativni%20utjecaj%2015MHE_na%20sliv_za_web.pdf http://www.konjic.ba/images/stories/prostorni_plan/NACRT%20PROSTORNOG%20PLANA%20OPCINE%20KONJIC%202013%20-%202033.g.pdf https://www.devex.com/funding/r?report=tender-environmental-and-social-impact-assessment-238386
BA | Bosnia and Herzegovina | Neretvica - Duboki potok 2 | Neretvica | Neretva | Konjic | Greenfield |  |  |  |  | 0 | 1.4 | See Crna Rijeka | Elektroprivreda BIH | Elektroprivreda BIH | BiH | FBIH | public |  | 2009 | 30 |  |  | concession awarded | N/A | BAM | 97 | 48.5 | See Neretvica - Crna Rijeka | BA-MDB | European Bank for Reconstruction and Development (EBRD) | Planned | credit | [7 empty] | Yes | 15 small hydros, 24.5 MW total. Environmental permits issued between 2010 and 2013, renewed for first four in 2016. In 2017 the EBRD announced that it was engaging a consultant to undertake new EIAs in accordance with its standards, as a precondition for its potential financing of the projects. It is not clear how many of the plants, if any, the EBRD is planning to finance. | http://parlamentfbih.gov.ba/dom_naroda/bos/parlament/propisi/El_materijali/Projekti.pdf http://www.elektroprivreda.ba/stranica/male-hidroelektrane-na-neretvici http://www.elektroprivreda.ba/novost/9115/okolinska-dozvola-i-za-mhe-gorovnik-usce, http://www.nosbih.ba/files/dokumenti/Indikativan%20plan%20razvoja/Novi/PRILOG%20IPRP%202016-2025%20-%20Final.pdf http://www.fmoit.gov.ba/images/stories/Prilog10_Kumulativni%20utjecaj%2015MHE_na%20sliv_za_web.pdf http://www.konjic.ba/images/stories/prostorni_plan/NACRT%20PROSTORNOG%20PLANA%20OPCINE%20KONJIC%202013%20-%202033.g.pdf https://www.devex.com/funding/r?report=tender-environmental-and-social-impact-assessment-238386
BA | Bosnia and Herzegovina | Neretvica - Ruste | Crni potok | Neretva | Konjic | Greenfield |  |  |  |  | 0 | 0.48 | See Crna Rijeka | Elektroprivreda BIH | Elektroprivreda BIH | BiH | FBIH | public |  | 2009 | 30 |  |  | concession awarded | N/A | BAM | 97 | 48.5 | See Neretvica - Crna Rijeka | BA-MDB | European Bank for Reconstruction and Development (EBRD) | Planned | credit | [7 empty] | Yes | 15 small hydros, 24.5 MW total. Environmental permits issued between 2010 and 2013, renewed for first four in 2016. In 2017 the EBRD announced that it was engaging a consultant to undertake new EIAs in accordance with its standards, as a precondition for its potential financing of the projects. It is not clear how many of the plants, if any, the EBRD is planning to finance. | http://parlamentfbih.gov.ba/dom_naroda/bos/parlament/propisi/El_materijali/Projekti.pdf http://www.elektroprivreda.ba/stranica/male-hidroelektrane-na-neretvici http://www.elektroprivreda.ba/novost/9115/okolinska-dozvola-i-za-mhe-gorovnik-usce, http://www.nosbih.ba/files/dokumenti/Indikativan%20plan%20razvoja/Novi/PRILOG%20IPRP%202016-2025%20-%20Final.pdf http://www.fmoit.gov.ba/images/stories/Prilog10_Kumulativni%20utjecaj%2015MHE_na%20sliv_za_web.pdf http://www.konjic.ba/images/stories/prostorni_plan/NACRT%20PROSTORNOG%20PLANA%20OPCINE%20KONJIC%202013%20-%202033.g.pdf https://www.devex.com/funding/r?report=tender-environmental-and-social-impact-assessment-238386
BA | Bosnia and Herzegovina | Neretvica - Plavuzi | Crni potok | Neretva | Konjic | Greenfield |  |  |  |  | 0 | 0.4 | See Crna Rijeka | Elektroprivreda BIH | Elektroprivreda BIH | BiH | FBIH | public |  | 2009 | 30 |  |  | concession awarded | N/A | BAM | 97 | 48.5 | See Neretvica - Crna Rijeka | BA-MDB | European Bank for Reconstruction and Development (EBRD) | Planned | credit | [7 empty] | Yes | 15 small hydros, 24.5 MW total. Environmental permits issued between 2010 and 2013, renewed for first four in 2016. In 2017 the EBRD announced that it was engaging a consultant to undertake new EIAs in accordance with its standards, as a precondition for its potential financing of the projects. It is not clear how many of the plants, if any, the EBRD is planning to finance. | http://parlamentfbih.gov.ba/dom_naroda/bos/parlament/propisi/El_materijali/Projekti.pdf http://www.elektroprivreda.ba/stranica/male-hidroelektrane-na-neretvici http://www.elektroprivreda.ba/novost/9115/okolinska-dozvola-i-za-mhe-gorovnik-usce, http://www.nosbih.ba/files/dokumenti/Indikativan%20plan%20razvoja/Novi/PRILOG%20IPRP%202016-2025%20-%20Final.pdf
BA | Bosnia and Herzegovina | Neretvica - Prolaz | Prolaz | Neretva | Konjic | Greenfield |  |  |  |  | 0 | 0.48 | See Crna Rijeka | Elektroprivreda BIH | Elektroprivreda BIH | BiH | FBIH | public |  | 2009 | 30 |  |  | concession awarded | N/A | BAM | 97 | 48.5 | See Neretvica - Crna Rijeka | BA-MDB | European Bank for Reconstruction and Development (EBRD) | Planned | credit | [7 empty] | Yes | 15 small hydros, 24.5 MW total. Environmental permits issued between 2010 and 2013, renewed for first four in 2016. In 2017 the EBRD announced that it was engaging a consultant to undertake new EIAs in accordance with its standards, as a precondition for its potential financing of the projects. It is not clear how many of the plants, if any, the EBRD is planning to finance. | http://parlamentfbih.gov.ba/dom_naroda/bos/parlament/propisi/El_materijali/Projekti.pdf http://www.elektroprivreda.ba/stranica/male-hidroelektrane-na-neretvici http://www.elektroprivreda.ba/novost/9115/okolinska-dozvola-i-za-mhe-gorovnik-usce, http://www.nosbih.ba/files/dokumenti/Indikativan%20plan%20razvoja/Novi/PRILOG%20IPRP%202016-2025%20-%20Final.pdf http://www.fmoit.gov.ba/images/stories/Prilog10_Kumulativni%20utjecaj%2015MHE_na%20sliv_za_web.pdf http://www.konjic.ba/images/stories/prostorni_plan/NACRT%20PROSTORNOG%20PLANA%20OPCINE%20KONJIC%202013%20-%202033.g.pdf https://www.devex.com/funding/r?report=tender-environmental-and-social-impact-assessment-238386
BA | Bosnia and Herzegovina | Bascica/Idbar | Bascica/Bastica | Neretva | Konjiic | Greenfield |  |  |  |  | 0 | 0.8 |  | GP Rad | not identified |  |  | private | [5 empty] | concession awarded | N/A | [15 empty] | None | Two attempts have been made to get an environmental permit but so far unsuccessfully | Zeleni Neretva http://www.konjic.ba/images/stories/prostorni_plan/NACRT%20PROSTORNOG%20PLANA%20OPCINE%20KONJIC%202013%20-%202033.g.pdf
BA_HP_696 | Bosnia and Herzegovina | Tresanica - Duboki Potok | Tresanica | Neretva | Konjiic | Greenfield |  |  |  |  | 0 | 0.8 |  | DF Gradnja d.o.o Konjic | not identified |  |  | private | [5 empty] | operational<5 | 2015 | [15 empty] | Not identified | Not the same Duboki Potok as in the concession for 15 hydropower plants on Neretvica, and not the same as the Interenergo one on Desna (Vrbas) | http://www.ferk.ba/_ba/images/stories/2013/2307-dz-duboki-potok-df-gradnja-bs.pdf, https://www.wbif.eu/content/stream//Sites/website/library/WBEC-REG-ENE-01-170508-BR1-Past-and-Future-Role-of-Hydropower.pdf
BA_HP_697 | Bosnia and Herzegovina | Dvanaesti Kilometar | Gostovic | Bosna | Zavidovici | Greenfield |  |  |  |  | 0 | 1.4 |  | Cestogradnje d.o.o. Maribor | not identified |  |  | private |  | 2005 |  |  |  | unclear | N/A | [15 empty] | None | The project has not been mentioned since around 2009, but it is not clear whether it did not go ahead or just changed its name | http://www.infobiro.ba/article/22703
BA_HP_698 | Bosnia and Herzegovina | Gostovic 1 | Gostovic | Bosna | Zavidovici | Unclear |  |  | Other | Inside |  |  |  | not identified | not identified | [8 empty] | unclear | N/A | [15 empty] | None | No information available. Not clear whether these are duplications of other plants on the Gostovic river.
BA_HP_699 | Bosnia and Herzegovina | Gostovic 3 | Gostovic | Bosna | Zavidovici | Unclear | [7 empty] | not identified | not identified | [8 empty] | unclear | N/A | [15 empty] | None | No information available. Not clear whether these are duplications of other plants on the Gostovic river.
BA | Bosnia and Herzegovina | Kamenica | Gostovic | Bosna | Zavidovici | Greenfield |  |  |  |  | 0 | 0.7 |  | EBH Sarajevo d.o.o. | Energy Eastern Europe Hydro Power GmbH | Austria | Wien Energie - Wienstrom GmbH; Energie-Zotter-Bau GmbH & CO KG; Fras Beteiligung und Beratung GmbH | [6 empty] | planned | N/A | [15 empty] | Not identified | As of 2017 still getting permits | http://www.urbzdk.ba/upload/pdf/PPZDK-07-Vode_i_vodna_podrucja.pdf, http://operatoroieiek.ba/wp-content/uploads/2017/12/Lista-%C4%8Dekanja-hidro-za-objavu.pdf, https://ba.ekapija.com/news/1312601/produzen-rok-za-gradnju-mhe-kamenica-kod-zavidovica, https://bizreg.pravosudje.ba, https://unze.ba/wp-content/uploads/2016/10/KEAP-ZDK-2017-2025.pdf
BA_HP_701 | Bosnia and Herzegovina | Hatiraj | Bliha | Sava | Sanski Most | Greenfield |  |  |  |  | 0 | 1.4 |  | None yet | None yet | [8 empty] | potential | N/A | [15 empty] | None |  | http://skupstinausk.ba/Sluzbeni/Sl_gl_br_3.pdf
BA_HP_702 | Bosnia and Herzegovina | Kljajici | Sanica | Sava | Sanski Most | Greenfield |  |  |  |  | 0 | 5.8 |  | Elektroprivreda BiH | Elektroprivreda BiH | [8 empty] | planned | N/A | [15 empty] | None |  | http://skupstinausk.ba/Sluzbeni/Sl_gl_br_3.pdf, http://www.klix.ba/biznis/grabovica-za-cetiri-projekta-ep-bih-2012-je-kljucna-godina/120520079
BA_HP_703 | Bosnia and Herzegovina | Konjic Mini | Neretva | Adriatic | Konjic | Unclear |  |  | Other |  |  |  |  | not identified | not identified | [8 empty] | unclear | N/A | [15 empty] | None | Lack of information available - possibly a duplicate of Tresanica 1 (T-4)
BA_HP_704 | Bosnia and Herzegovina | Moscanica 2 | Moscanica | Bosna | Zenica | Greenfield |  |  |  |  | 0 | 1.2 |  | None yet | None yet | [8 empty] | potential | N/A | [15 empty] | None | Very little information available except in list of potential projects | http://www.fbihvlada.gov.ba/bosanski/izdvajamo/SPP-sept-08-PRIJEDLOG.pdf
BA_HP_705 | Bosnia and Herzegovina | Moscanica 3 | Moscanica | Bosna | Zenica | Greenfield |  |  |  |  | 0 | 0.26 |  | None yet | None yet | [8 empty] | potential | N/A | [15 empty] | None | Very little information available except in list of potential projects | http://www.fbihvlada.gov.ba/bosanski/izdvajamo/SPP-sept-08-PRIJEDLOG.pdf
BA_HP_706 | Bosnia and Herzegovina | Pavlovac | Pavlovac | Bosna | Fojnica | Greenfield | [7 empty] | None yet | None yet | [8 empty] | potential | N/A | [15 empty] | None | It appears on the Fojnica spatial plan map but not in the text document. No further information is available. | http://www.fojnica.ba/download/opcina-fojnica/projekti/Prostorni_Plan_Fojnica_2011-2031/01.%20Sintezni%20prikaz%20planiranog%20koriscenja%20prostora%20Layout1%201.pdf
BA_HP_746 | Bosnia and Herzegovina | Medna Sana 1 | Sana | Sava | Mrkonjic Grad | Greenfield |  | Upper Sana | Planned Nature Park | Inside | 0 | 4.9 |  | LSB Elektrane Banja Luka | Interenergo | Slovenia/Austria | Kelag | private |  | 2006 | 20 | 2036 |  | under construction | N/A | EUR | 20 | 20 | 20 | [11 empty] | Yes | Active campaign against the project by Center for Environment and others. Environmental permit cancelled in 2013 Interenergo has an internal policy of financing investment projects from internal sources, according to its last few annual reports | http://www.aarhus.ba/vijesti/64-sud-ponistio-ekolosku-dozvolu-za-mhe-medna.html http://koncesije-rs.org/dokumenti/koncesionari/Prilog%20br%201%20MHE%202012%20g%20FINALL_lat.pdf, http://koncesije-rs.org/dokumenti/2014l/Prilog%201.%20Izvjestaja-MHE.pdf http://www.vladars.net/eng/vlada/ministries/MIEM/news/Pages/The-Minister-Djokic-visited-the-location-for-construction-of-SHPP-Medna-on-the-Sana-River.aspx http://www.interenergo.com/dateien/Interenergo_AR_2015_eng_FINAL.pdf, http://czzs.org/zahtjev-za-obustavljanje-gradenja-mhe-medna-na-sani-i-proglasenje-parka-prirode/
BA_HP_747 | Bosnia and Herzegovina | Cijevna 1 | Bosna | Sava | Doboj | Greenfield |  |  |  |  | 0 | 14.1 |  | Technor Hydro 2 AS | Technor AS | Norway | [7 empty] | unclear | N/A | [15 empty] | None | Concession Commission (2016) reports that no financing has been found and annexes to the concession contract not signed. | http://koncesije-rs.org/dokumenti/2014l/Prilog%201.%20Izvjestaja-MHE.pdf, http://koncesije-rs.org/cir/index.php?prikaz=stranica&id=15
BA_HP_748 | Bosnia and Herzegovina | Cijevna 2 | Bosna | Sava | Doboj | Greenfield |  |  |  |  | 0 | 14.2 |  | Technor Hydro 2 AS | Technor AS | Norway | [7 empty] | unclear | N/A | [15 empty] | None | Concession Commission (2016) reports that no financing has been found and annexes to the concession contract not signed. | http://koncesije-rs.org/dokumenti/2014l/Prilog%201.%20Izvjestaja-MHE.pdf, http://koncesije-rs.org/cir/index.php?prikaz=stranica&id=15
BA_HP_749 | Bosnia and Herzegovina | Cijevna 3 | Bosna | Sava | Doboj | Greenfield |  |  |  |  | 0 | 13.9 |  | Elektrodoboj d.o.o. Doboj | Elektrodoboj AD | BiH | ERS | public | [5 empty] | cancelled | N/A | [15 empty] | None | KfW and EU IPA funds had previously agreed to finance the plant but the Concession Commission report 2016 states that for various reasons including the price of land inflating by 10 times and the non-realisation of the upstream and downstream plants by another investor, the investor cancelled plans to build the plant. | http://koncesije-rs.org/dokumenti/2014l/Prilog%201.%20Izvjestaja-MHE.pdf, http://elektrodoboj.net, http://www.elektrodoboj.net/Cijevna/OProjektu.aspx?jezik=eng, https://www.kfw-entwicklungsbank.de/PDF/Download-Center/Materialien/Nr.-2_10-Jahre-Erfahrung-mit-F%C3%B6rderans%C3%A4tzen_DE.pdf, Response from KfW to information request, 02.11.2015, http://koncesije-rs.org/cir/index.php?prikaz=stranica&id=15
BA_HP_750 | Bosnia and Herzegovina | Cijevna 4 | Bosna | Sava | Doboj | Greenfield |  |  |  |  | 0 | 13.9 |  | TechnorEnergy ASA | Technor AS | Norway | [7 empty] | unclear | N/A | [15 empty] | None | Concession Commission (2016) reports that no financing has been found and annexes to the concession contract not signed. | http://koncesije-rs.org/dokumenti/2014l/Prilog%201.%20Izvjestaja-MHE.pdf, http://koncesije-rs.org/cir/index.php?prikaz=stranica&id=15
BA_HP_751 | Bosnia and Herzegovina | Cijevna 5 | Bosna | Sava | Doboj | Greenfield |  |  |  |  | 0 | 9.5 |  | TechnorEnergy ASA | Technor AS | Norway | [7 empty] | unclear | N/A | [15 empty] | None | Concession Commission (2016) reports that no financing has been found and annexes to the concession contract not signed. | http://koncesije-rs.org/dokumenti/2014l/Prilog%201.%20Izvjestaja-MHE.pdf, http://koncesije-rs.org/cir/index.php?prikaz=stranica&id=15
BA_HP_752 | Bosnia and Herzegovina | Cijevna 6 | Bosna | Sava | Doboj | Greenfield |  |  |  |  | 0 | 9.8 |  | TechnorEnergy ASA | Technor AS | Norway | [7 empty] | unclear | N/A | [15 empty] | None | Concession Commission (2016) reports that no financing has been found and annexes to the concession contract not signed. | http://koncesije-rs.org/dokumenti/2014l/Prilog%201.%20Izvjestaja-MHE.pdf, http://koncesije-rs.org/cir/index.php?prikaz=stranica&id=15
BA_HP_761 | Bosnia and Herzegovina | Tihawina | Unclear | Unclear | Unclear | Unclear | [7 empty] | not identified | not identified | [8 empty] | unclear | N/A | [16 empty] | Not possible to identify project - letter 'w' does not exist in local language
BA_HP_762 | Bosnia and Herzegovina | Zeljeznica 1 (Istocna Ilidza) | Zeljeznica | Bosna | Istocna Ilidza | Greenfield |  |  |  |  | 0 | 0.75 | 3100 | Ruding d.o.o. Istocno Sarajevo | not identified |  |  |  |  | 2014 | 30 | 2044 |  | concession awarded | N/A | [15 empty] | Not identified | Obtained environmental permit according to Concession Commission report 2016 | http://koncesije-rs.org/dokumenti/2014l/Prilog%201.%20Izvjestaja-MHE.pdf, http://koncesije-rs.org/lat/index.php?prikaz=stranica&id=24, http://www.akta.ba/bs/Tender/javni-poziv-za-dodjelu-koncesije-za-izgradnju-male-hidroelektrane-zeljeznica-1-i-zeljeznica-2-na-rijeci-zeljeznici-na-podrucju-opstine-istocna-ilidza-grad-istocno-sarajevo/125095, http://koncesije-rs.org/cir/index.php?prikaz=stranica&id=15
BA | Bosnia and Herzegovina | Zeljeznica 2 (Istocna Ilidza) | Zeljeznica | Bosna | Istocna Ilidza | Greenfield |  |  |  |  | 0 | 0.75 | 3100 | Ruding d.o.o. Istocno Sarajevo | not identified |  |  |  |  | 2014 | 30 | 2044 |  | concession awarded | N/A | [15 empty] | Not identified | Changes in technical aspects of project taking place, according to Concession Commission report 2016 | http://koncesije-rs.org/dokumenti/2014l/Prilog%201.%20Izvjestaja-MHE.pdf, http://koncesije-rs.org/lat/index.php?prikaz=stranica&id=24, http://www.akta.ba/bs/Tender/javni-poziv-za-dodjelu-koncesije-za-izgradnju-male-hidroelektrane-zeljeznica-1-i-zeljeznica-2-na-rijeci-zeljeznici-na-podrucju-opstine-istocna-ilidza-grad-istocno-sarajevo/125095, http://koncesije-rs.org/cir/index.php?prikaz=stranica&id=15
BA_HP_938 | Bosnia and Herzegovina | Caplje | Sana | Sava | Sanski Most | Greenfield |  |  | Other | Inside | 0 | 11.6 |  | Elektroprivreda BiH | Elektroprivreda BiH |  |  | public | [5 empty] | planned | N/A | BAM | 64.5 | 32.25 | [9 empty] | Western Balkans Investment Framework (WBIF) | Signed | 0.8 | None | WBIF grant for feasibility study and EIA signed in 2011. Financing for construction not secured yet, very few activities have taken place. Local opposition in 2013. | http://www.elektroprivreda.ba/stranica/hidroelektrana-caplje, http://www.akta.ba/Vijest/investicije/opcina-sanski-most-protiv-izgradnje-hidroelektrane-caplje/30548
BA_HP_939 | Bosnia and Herzegovina | Ivik | Ugar | Sava | Knezevo | Greenfield |  |  | Nominated Emerald Site | Inside | 0 | 11.2 |  | Elektroprivreda HZHB | Elektroprivreda HZHB |  |  | public | [5 empty] | planned | N/A | EUR | 6.75 | 6.75 | [12 empty] | None | Not much going on. | http://www.ephzhb.ba/wp-content/uploads/Publikacije_Vijesnik/20%20godina%20EPHZHB.pdf
BA_HP_940 | Bosnia and Herzegovina | Ugar 2 | Ugar | Sava | Knezevo | Duplicate |  |  | Nominated Emerald Site | Inside |  |  |  | None | None | [9 empty] | N/A | [15 empty] | N/A | This is mentioned in media reports along with another un-named plant on the Ugar but seems to be the same as other plants already planned.
BA_HP_941 | Bosnia and Herzegovina | Doboj | Bosna | Sava | Doboj | Greenfield |  |  |  |  | 0 | 8 |  | TechnorEnergy ASA | TechnorEnergy ASA | Norway | [7 empty] | unclear | N/A | [15 empty] | None | Concession Commission (2016) reports that no financing has been found and annexes to the concession contract not signed. | http://koncesije-rs.org/dokumenti/2014l/Prilog%201.%20Izvjestaja-MHE.pdf
BA_HP_980 | Bosnia and Herzegovina | Praca - Kaljani | Praca | Drina | Pale-Praca | Greenfield |  |  | Other | Inside | 1.2 | 0 |  | Energonova d.o.o. | MIMS d.o.o., Conito Holdings Ltd, Jadranska Ulaganja d.o.o. | BiH, Malta, Croatia | Mujo Selimovic (MIMS), unknown (Conito and Jadranska) | private |  | 2007 | 30 |  |  | operational 5-10 | 2011 | [15 empty] | Not identified |  | http://www.esha.be/fileadmin/esha_files/documents/z_trash/publications/newsletters/ESHA_Newsletter-July_EN.pdf, http://www.ekapija.com/website/sr/page/89548/MIMS-gradi-%C4%8Detiri-mini-hidrocentrale-na-rijeci-Pra%C4%8Da, http://www.balkaniyum.tv/bih/vijesti/19137.shtml, http://www.bpkg.gov.ba/vijesti/1389/potpisan-ugovor-o-dodjeli-koncesije-za-mhe-%E2%80%9Ekaljani%E2%80%9C-na-rijeci-praci, http://www.saifbih.ba/javni-izvj/ucinak/pdf/Izvj_koncesije_bos.pdf, Background report no. 1, Regional strategy for sustainable hydropower development in the Western Balkans
BA_HP_981 | Bosnia and Herzegovina | Praca - Elegija | Praca | Drina | Pale-Praca | Unclear |  |  | Other | Inside | 0 | 0.6 |  | Elegija d.o.o. | Midhat Cengic |  |  | private |  | 2009 |  |  |  | planned | N/A | [15 empty] | N/A | This seems to be a mistake, Elegija is the name of a the company that got the concessions for Vrazalica and Kaljani, but not a separate plant. | http://www.bpkg.gov.ba/media/images/2014/03/Izvje%C5%A1taj-za-koncesije-kona%C4%8Dni-za-2013.-g..docx, http://www.akta.ba/bs/Vijest/vijesti/vlada-bpk-dala-zeleno--elegija--iz-sarajeva-dobila-koncesiju-za-mhe-praca-i-vrazalica/20581, http://bizreg.pravosudje.ba
BA_HP_982 | Bosnia and Herzegovina | Praca - Vrazalica | Praca | Drina | Pale-Praca | Greenfield |  |  | Other | Inside | 0 | 0.3 |  | Elegija d.o.o. | Midhat Cengic |  |  | private |  | 2009 |  |  |  | planned | N/A | [15 empty] | None | Rather unclear, nothing appears to be happening in recent years. | http://www.bpkg.gov.ba/media/images/2014/03/Izvje%C5%A1taj-za-koncesije-kona%C4%8Dni-za-2013.-g..docx-, http://www.akta.ba/bs/Vijest/vijesti/vlada-bpk-dala-zeleno--elegija--iz-sarajeva-dobila-koncesiju-za-mhe-praca-i-vrazalica/20581, http://bizreg.pravosudje.ba, http://www.obnovljivi.com/hrvatska-i-regija/3413-fmeri-objavio-jos-tri-popisa-potencijalnih-oie-projekata-koji-su-predali-zahtjev-za-energetskom-dozvolom
BA_HP_983 | Bosnia and Herzegovina | Praca 4 | Praca | Drina | Pale-Praca | Unclear |  |  | Other | Inside |  |  |  | not identified | not identified | [8 empty] | unclear | N/A | [15 empty] | N/A | Not able to be identified | No information available
BA_HP_984 | Bosnia and Herzegovina | Zeljeznica reservoir | Zeljeznica | Bosna |  | Unclear | [7 empty] | not identified | not identified | [8 empty] | unclear | N/A | [15 empty] | N/A | Not able to be identified | No information available
BA | Bosnia and Herzegovina | Cijevna 7 | Bosna | Sava | Doboj | Greenfield |  |  |  |  | 0 | 9.8 |  | ELPO Hidro Snaga d.o.o. Modrici | ELPO Srl, Brunico | Italy | Pohlin family |  |  | 2010 | 30 | 2040 |  | concession awarded | N/A | [15 empty] | Not identified | Annex to Concession Contract being prepared as of 2016. | http://koncesije-rs.org/dokumenti/2014l/Prilog%201.%20Izvjestaja-MHE.pdf, http://www.elpo.eu, http://koncesije-rs.org/cir/index.php?prikaz=stranica&id=15
BA | Bosnia and Herzegovina | Fojnica | Dragaci | Bosna | Fojnica | Greenfield |  |  |  |  | 0 | 0.7 | 3356 | Zica d.o.o. Sarajevo | not identified |  |  | private |  | 2007 | 30 |  |  | unclear | N/A | [15 empty] | None | No activities recently | http://www.saifbih.ba/javni-izvj/ucinak/pdf/Izvj_koncesije_bos.pdf, http://www.bicakcic.ba/bs-ba/Reference/Male_Hidro_Elektrane, Eko-Gotuša
BA | Bosnia and Herzegovina | Luke (Fojnica) | Zeljeznica | Bosna | Fojnica | Greenfield |  |  |  |  | 0 | 1.57 | 9331 | Company Peeb d.o.o. Travnik | not identified |  |  | private |  | 2009 |  |  |  | planned | N/A | [15 empty] | None |  | List of concessions for small hydropower plants issued by Central Bosnia Canton, Eko-Gotuša
BA | Bosnia and Herzegovina | Globarica | Bosna | Sava | Zepce | Greenfield |  |  |  |  | 0 | 19 |  | Elektroprivreda BiH | [9 empty] | planned | N/A | [15 empty] | None | A Canadian company called Greta Energy previously showed interest but does not seem to be pursuing the project. EPBIH plans for the plant to be online only in 2029. | http://www.elektroprivreda.ba/upload/documents/odluke/dugorocni-plan.pdf, http://gretaenergy.com/wp-content/uploads/2012/02/Greta-Hydro-Energy.ppsx
BA | Bosnia and Herzegovina | Dolina | Bosna | Sava | Zavidovici | Greenfield |  |  |  |  | 0 | 18.9 |  | Elektroprivreda BiH | [9 empty] | planned | N/A | [15 empty] | None | A Canadian company called Greta Energy previously showed interest but does not seem to be pursuing the project. EPBIH plans for the plant to be online only in 2026. | http://www.elektroprivreda.ba/upload/documents/odluke/dugorocni-plan.pdf, http://gretaenergy.com/wp-content/uploads/2012/02/Greta-Hydro-Energy.ppsx
BA | Bosnia and Herzegovina | Komsici | Bosna | Sava | Maglaj | Greenfield |  |  |  |  | 0 | 19 |  | Elektroprivreda BiH | [9 empty] | potential | N/A | [15 empty] | None | A Canadian company called Greta Energy previously showed interest but does not seem to be pursuing the project. EPBIH does not give any concrete year for the plant to be online in its Long-Term plan. | http://www.elektroprivreda.ba/upload/documents/odluke/dugorocni-plan.pdf, http://gretaenergy.com/wp-content/uploads/2012/02/Greta-Hydro-Energy.ppsx, http://www.fipa.gov.ba/novosti/vijesti/default.aspx?id=1200&langTag=bs-BA, http://www.elektroprivreda.ba/upload/documents/odluke/dugorocni-plan.pdf
BA | Bosnia and Herzegovina | Zelece | Bosna | Sava | Zepce | Greenfield |  |  |  |  | 0 | 11.46 |  | Elektroprivreda BiH | [9 empty] | potential | N/A | [15 empty] | None | A Canadian company called Greta Energy previously showed interest but does not seem to be pursuing the project. EPBIH does not give any concrete year for the plant to be online in its Long-Term plan. | http://www.elektroprivreda.ba/upload/documents/odluke/dugorocni-plan.pdf, http://gretaenergy.com/wp-content/uploads/2012/02/Greta-Hydro-Energy.ppsx, http://www.fipa.gov.ba/novosti/vijesti/default.aspx?id=1200&langTag=bs-BA, http://www.elektroprivreda.ba/upload/documents/odluke/dugorocni-plan.pdf
BA | Bosnia and Herzegovina | Kovanici | Bosna | Sava | Zenica | Greenfield |  |  |  |  | 0 | 13.3 |  | Elektroprivreda BiH | [9 empty] | planned | N/A | [12 empty] | Kreditanstalt für Wiederaufbau (KfW) | Signed | 0.85 | None | Kreditanstalt für Wiederaufbau (KfW) grant for feasibility study, EUR 0.85 million. EPBIH plans for the plant to be online around 2024. Still at a very early stage http://www.elektroprivreda.ba/stranica/hidroelektrana-kovanici | http://www.nosbih.ba/docs/PRILOG%20IPRP%202016-2025%20-%20Prijedlog.pdf, http://radiosarajevo.ba/novost/126668/elektroprivredi-bih-odobren-kredit-za-hidroelektrane, http://www.sarajevotimes.com/kfw-approved-to-ep-bh-a-grant-in-the-amount-of-1-42-million-km/, http://www.elektroprivreda.ba/upload/documents/odluke/dugorocni-plan.pdf
BA | Bosnia and Herzegovina | Begov Han | Bosna | Sava | Zenica | Greenfield |  |  |  |  | 0 | 10 |  | not identified | [9 empty] | potential | N/A | [15 empty] | None | A Canadian company called Greta Energy previously showed interest but does not seem to be pursuing the project. EPBIH plans for the plant to be online only in 2027-2029. | http://gretaenergy.com/wp-content/uploads/2012/02/Greta-Hydro-Energy.ppsx, http://www.fipa.gov.ba/novosti/vijesti/default.aspx?id=1200&langTag=bs-BA
BA | Bosnia and Herzegovina | Lasva | Lasva | Bosna | Travnik | Greenfield |  |  |  |  | 0 | 5.7 |  | Elektroprivreda BiH |  |  |  | public | [5 empty] | planned | N/A | [15 empty] | None | No date is given for implementation in EPBIH Long-Term Plan but the Independent System Operator estimates 2027. A concession was also given to G-Tank Vitez in 2012 for a smaller plant of the same name on the Lašva river so it is not clear whether both of them can be built. http://www.senoworks.com/vlada/izvjestaj-o-stanju-okolisa.pdf | http://www.elektroprivreda.ba/upload/documents/odluke/dugorocni-plan.pdf, http://www.nosbih.ba/files/dokumenti/Indikativan%20plan%20razvoja/2017/Juni/PRILOG%20IPRP%202018-2027.pdf
BA | Bosnia and Herzegovina | Maglaj | Bosna | Sava | Maglaj | Greenfield |  |  |  |  | 0 | 11.7 |  | Elektroprivreda BiH |  |  |  | public | [5 empty] | planned | N/A | [15 empty] | None | EPBIH long term plan gives no year of commissioning, the Independent System Operator estimates 2026 | http://www.nosbih.ba/files/dokumenti/Indikativan%20plan%20razvoja/2017/Juni/PRILOG%20IPRP%202018-2027.pdf, http://www.elektroprivreda.ba/upload/documents/odluke/dugorocni-plan.pdf
BA | Bosnia and Herzegovina | Skakala | Neretva | Adriatic | Mostar | Greenfield |  |  |  |  | 0 | 26.4 |  | EP HZ HB d.d | EP HZ HB d.d |  |  | public | [5 empty] | planned | N/A | [15 empty] | None | Little information is available about the location but presumably it is near here: http://www.trout-angler.com/neretva | http://www.nosbih.ba/files/dokumenti/Indikativan%20plan%20razvoja/2017/Juni/PRILOG%20IPRP%202018-2027.pdf
BA | Bosnia and Herzegovina | Bocac II | Vrbas | Sava | Mrkonjic Grad | Conversion |  |  |  |  | 0 | 8.7 | 41600 | Hidroelektrane na Vrbasu - Bocac 2 a.d. Mrkonjic Grad | Hidroelektrane na Vrbasu a.d. Mrkonjic Grad | BIH | RS government | public |  | 2014 | 30 | 2044 | Integral Inzenjering | under construction | N/A | BAM | 40 | 20 | 20 | [11 empty] | Yes |  | http://www.nosbih.ba/docs/PRILOG%20IPRP%202016-2025%20-%20Prijedlog.pdf, http://koncesije-rs.org/dokumenti/2014l/Prilog%201.%20Izvjestaja-MHE.pdf, http://koncesije-rs.org/lat/index.php?prikaz=stranica&id=24 http://www.integralinzenjering.com/pocela-izgradnja-male-hidroelektrane-bocac-2/ http://www.integralinzenjering.com/aktuelni-projekti/#1460621100391-baa06367-9dd4 http://www.henavrbasu.com/hev/Doc.aspx?cat=209&subcat=210&lang=cir&id=359&br=0 http://www.blberza.com/Pages/issuerdata.aspx?code=helv http://www.akta.ba/bs/Vijest/investicije/pocinje-gradnja-he-bocac-2/35711
BA | Bosnia and Herzegovina | Ponor | Ponor | Vrbas | Mrkonjic Grad | Greenfield |  |  |  |  | 0 | 9.9 |  | Webenergo d.o.o. Mrkonjic Grad | not identified |  |  | private |  | 2006 | 30 | 2036 |  | concession awarded | N/A | [15 empty] | Not identified | Additional research going on due to possible damage to springs. | http://koncesije-rs.org/dokumenti/2014l/Prilog%201.%20Izvjestaja-MHE.pdf, http://koncesije-rs.org/cir/index.php?prikaz=stranica&id=15
BA | Bosnia and Herzegovina | Buk Celinac | Vrbanja | Vrbas | Celinac | Greenfield |  |  |  |  | 0 | 0.15 |  | Energetik d.o.o. Banja Luka | not identified |  |  | private |  | 2006 | 20 | 2036 |  | concession awarded | N/A | [15 empty] | None | Plant of 10 MW planned at the same location, according to the Water Management documentation. Waiting for a wider study to be finished to see how to proceed. | http://koncesije-rs.org/dokumenti/2014l/Prilog%201.%20Izvjestaja-MHE.pdf, http://koncesije-rs.org/cir/index.php?prikaz=stranica&id=15
BA | Bosnia and Herzegovina | Prizren Grad Sana 2 | Sana | Sava | Ribnik i Mrkonjic Grad | Greenfield |  |  |  |  | 0 | 3.5 |  | Energetik d.o.o. Banja Luka | not identified |  |  | private |  | 2006 | 30 | 2036 |  | concession awarded | N/A | [15 empty] | None | The EIA received a negative decision in 2016 http://czzs.org/zaustavljanje-hidroelektrane-prizren-grad-na-sani/ | http://koncesije-rs.org/dokumenti/2014l/Prilog%201.%20Izvjestaja-MHE.pdf, http://www.akta.ba/bs/Vijest/investicije/energetik-iz-banjaluke-planira-izgradnju-mhe--prizren-grad-sana-2-/45268
BA | Bosnia and Herzegovina | Otesa B-0-2 | Otesa (Bistrica) | Drina | Foca | Greenfield |  |  |  |  | 1.6 |  |  | Otesa d.o.o. Foca | Siming Trade d.o.o. Foca |  |  | private | [5 empty] | operational<5 | 2014 | [15 empty] | Not identified |  | http://koncesije-rs.org/dokumenti/2014l/Prilog%201.%20Izvjestaja-MHE.pdf, http://koncesije-rs.org/cir/index.php?prikaz=stranica&id=15
BA | Bosnia and Herzegovina | Ispod Kuslata (beneath Kuslat) | Drinjaca | Drina | Zvornik | Greenfield |  |  |  |  | 0 | 0.5 |  | ETA Energy d.o.o. Zvornik | ETA d.o.o. Zvornik | [8 empty] | operational<5 | 2016 | [15 empty] | Not identified | Test operation 2016 | http://koncesije-rs.org/dokumenti/2014l/Prilog%201.%20Izvjestaja-MHE.pdf, http://koncesije-rs.org/cir/index.php?prikaz=stranica&id=15
BA | Bosnia and Herzegovina | Cajkusa | Drinjaca | Drina | Zvornik | Greenfield |  |  |  |  | 0 | 0.5 |  | ETA Energy d.o.o. Zvornik | ETA d.o.o. Zvornik | [8 empty] | concession awarded | N/A | [15 empty] | None | Cajkusa, Medasevac and Barski potok have been joined into one project for better feasibility, according to the 2014 concession commission report. The 2016 one is less clear, saying that the concessionaire is fulfilling obligations for Cajkusa and Barski Potok but for Medasevac saying that the concessionaire is planning to build one instead of 3 due to feasibility problems. | http://koncesije-rs.org/dokumenti/2014l/Prilog%201.%20Izvjestaja-MHE.pdf, http://koncesije-rs.org/cir/index.php?prikaz=stranica&id=15
BA | Bosnia and Herzegovina | Medasevac | Drinjaca | Drina | Zvornik | Greenfield |  |  |  |  | 0 | 0.5 |  | ETA Energy d.o.o. Zvornik | ETA d.o.o. Zvornik | [8 empty] | concession awarded | N/A | [15 empty] | None | Cajkusa, Medasevac and Barski potok have been joined into one project for better feasibility, according to the 2014 concession commission report. | http://koncesije-rs.org/dokumenti/2014l/Prilog%201.%20Izvjestaja-MHE.pdf
BA | Bosnia and Herzegovina | Barski potok | Drinjaca | Drina | Zvornik | Greenfield |  |  |  |  | 0 | 0.5 |  | ETA Energy d.o.o. Zvornik | ETA d.o.o. Zvornik | [8 empty] | concession awarded | N/A | [15 empty] | None | Cajkusa, Medasevac and Barski potok have been joined into one project for better feasibility, according to the 2014 concession commission report. | http://koncesije-rs.org/dokumenti/2014l/Prilog%201.%20Izvjestaja-MHE.pdf, http://koncesije-rs.org/cir/index.php?prikaz=stranica&id=15
BA | Bosnia and Herzegovina | Sekovici | Drinjaca | Drina | Sekovici | Greenfield |  |  |  |  | 0 | 3.3 |  | None (formerly Eurografika d.o.o. Zvornik) | None | [8 empty] | concession awarded | N/A | [15 empty] | Not identified | Media reported in 2013 that the concession had been cancelled. However this was not reflected in the 2016 Concession Commission report, which says that the technical design has been changed to 2 plants instead of 1. | http://koncesije-rs.org/dokumenti/2014l/Prilog%201.%20Izvjestaja-MHE.pdf, http://www.nezavisne.com/posao/analize/Raskinuto-devet-ugovora-za-male-hidroelektrane/185201, http://koncesije-rs.org/cir/index.php?prikaz=stranica&id=15
BA | Bosnia and Herzegovina | Zepa | Zepa | Drina | Rogatica | Greenfield |  |  |  |  | 0 | 2.7 |  | SOL SpA, Monaco, Italy | not identified | Monaco/Italy | [7 empty] | concession awarded | N/A | [15 empty] | None | Local community opposition, no activities ongoing. | http://koncesije-rs.org/dokumenti/2014l/Prilog%201.%20Izvjestaja-MHE.pdf, http://rogatica-bih.blogspot.hr/2011/01/zepa.html, http://koncesije-rs.org/cir/index.php?prikaz=stranica&id=15
BA | Bosnia and Herzegovina | Usce (Drina) | Rakitnica | Drina | Rogatica | Greenfield |  |  |  |  | 0 | 0.6 |  | Pionir Energy RS d.o.o. Visegrad | not identified |  |  |  | 2 | 2013 | 30 | 2043 |  | planned | N/A | [15 empty] | Not identified | Concession Commission 2016 reports that a request has been made to change the spatial plan because the current spatial plan defines the Rakitnica as a protected area! | http://koncesije-rs.org/dokumenti/2014l/Prilog%201.%20Izvjestaja-MHE.pdf, http://koncesije-rs.org/lat/index.php?prikaz=stranica&id=24, http://www.glassrpske.com/drustvo/biznis/Date-koncesije-za-MHE-na-Rakitnici/lat/125243.html, http://koncesije-rs.org/cir/index.php?prikaz=stranica&id=15
BA | Bosnia and Herzegovina | Podgaj | Rakitnica | Drina | Rogatica | Greenfield |  |  |  |  | 0 | 0.7 |  | Pionir Energy RS d.o.o. Visegrad | not identified |  |  |  | 2 | 2013 | 30 | 2043 |  | planned | N/A | [15 empty] | Not identified | Concession Commission 2016 reports that a request has been made to change the spatial plan because the current spatial plan defines the Rakitnica as a protected area! | http://koncesije-rs.org/dokumenti/2014l/Prilog%201.%20Izvjestaja-MHE.pdf, http://koncesije-rs.org/lat/index.php?prikaz=stranica&id=24, http://www.glassrpske.com/drustvo/biznis/Date-koncesije-za-MHE-na-Rakitnici/lat/125243.html, http://koncesije-rs.org/cir/index.php?prikaz=stranica&id=15
BA | Bosnia and Herzegovina | Stedric | Stedric | Drina | Milici | Greenfield |  |  |  |  | 0 | 0.3 |  | ZEMX d.o.o. Srebrenica | not identified |  |  |  | 1 | 2013 | 30 | 2043 |  | concession awarded | N/A | [15 empty] | Not identified | Concession Commission 2016 reports that EIA is underway. | http://koncesije-rs.org/dokumenti/2014l/Prilog%201.%20Izvjestaja-MHE.pdf, http://koncesije-rs.org/cir/index.php?prikaz=stranica&id=15
BA | Bosnia and Herzegovina | Slapi | Kasindolska Rijeka | Bosna | Trnovo | Greenfield |  |  |  |  | 0 | 0.9 |  | Buk d.o.o Istocno Sarajevo | Blautal Naturenergie GmbH, Blaustein | Germany |  |  |  | 2014 | 30 | 2044 |  | concession awarded | N/A | [15 empty] | Not identified | Concession Commission 2016 reports that EIA is done. | http://koncesije-rs.org/dokumenti/2014l/Prilog%201.%20Izvjestaja-MHE.pdf, http://koncesije-rs.org/lat/index.php?prikaz=stranica&id=24, http://www.akta.ba/en/Tender/public-call-for-award-of-a-concession-for-building-small-hydro-power-plants-podivic-slapi-and-samar-on-river-kasindolska-in-trnovo-municipality/125081
BA | Bosnia and Herzegovina | Podivic | Kasindolska Rijeka | Bosna | Trnovo | Greenfield |  |  |  |  | 0 | 1.3 |  | Buk d.o.o Istocno Sarajevo | Blautal Naturenergie GmbH, Blaustein | Germany |  |  |  | 2014 | 30 | 2044 |  | concession awarded | N/A | [15 empty] | Not identified | Concession Commission 2016 reports that EIA is done. | http://koncesije-rs.org/dokumenti/2014l/Prilog%201.%20Izvjestaja-MHE.pdf, http://koncesije-rs.org/lat/index.php?prikaz=stranica&id=24, http://koncesije-rs.org/cir/index.php?prikaz=stranica&id=15, http://www.akta.ba/en/Tender/public-call-for-award-of-a-concession-for-building-small-hydro-power-plants-podivic-slapi-and-samar-on-river-kasindolska-in-trnovo-municipality/125081, http://www.akta.ba/en/Tender/public-call-for-award-of-a-concession-for-building-small-hydro-power-plants-podivic-slapi-and-samar-on-river-kasindolska-in-trnovo-municipality/125081, Concession Commission 2016 reports that EIA is underway.
BA | Bosnia and Herzegovina | Samar | Kasindolska Rijeka | Bosna | Trnovo | Greenfield |  |  |  |  | 0 | 0.9 |  | Buk d.o.o Istocno Sarajevo | Blautal Naturenergie GmbH, Blaustein | Germany |  |  |  | 2014 | 30 | 2044 |  | concession awarded | N/A | [15 empty] | Not identified | Concession Commission 2016 reports that EIA is done. | http://koncesije-rs.org/dokumenti/2014l/Prilog%201.%20Izvjestaja-MHE.pdf, http://koncesije-rs.org/lat/index.php?prikaz=stranica&id=24, http://koncesije-rs.org/cir/index.php?prikaz=stranica&id=15
BA | Bosnia and Herzegovina | Gornje Pale | Bistrica | Bosna | Pale | Greenfield |  |  |  |  | 0 | 1.6 |  | Majnex d.o.o. Pale | not identified |  |  |  |  | 2014 | 30 | 2044 |  | concession awarded | N/A | [15 empty] | Not identified | Concession Commission 2016 report states that the project was slowed down by opposition from anglers but that the problem is solved now and the project is moving ahead. | http://koncesije-rs.org/dokumenti/2014l/Prilog%201.%20Izvjestaja-MHE.pdf, http://koncesije-rs.org/lat/index.php?prikaz=stranica&id=24, http://www.energetskiportal.rs/uskoro-javni-poziv-za-dodelu-koncesije-za-mhe-gornje-pale-u-republici-srpskoj/, http://koncesije-rs.org/cir/index.php?prikaz=stranica&id=15
BA | Bosnia and Herzegovina | Medos | Drinjaca | Drina | Zvornik | Greenfield |  |  |  |  | 0 | 3.9 |  | Medos One d.o.o. Banja Luka | Mineco | UK |  |  |  | 2014 | 30 | 2044 |  | concession awarded | N/A | [15 empty] | Not identified | Medos One owner Mineco is a mining company | http://koncesije-rs.org/dokumenti/2014l/Prilog%201.%20Izvjestaja-MHE.pdf, http://koncesije-rs.org/lat/index.php?prikaz=stranica&id=24, http://www.minecogroup.com/news/medos-hydropower-plant, http://koncesije-rs.org/cir/index.php?prikaz=stranica&id=15
BA | Bosnia and Herzegovina | Gradina | Rama | Neretva | Hercegovacko-neretvansko kanton | Greenfield |  |  |  |  | 0 | 0.265 |  | Ecco-Crima d.o.o. Prozor-Rama |  | BIH |  | private |  | 2017 |  |  |  | concession awarded | N/A | BAM | 936600 | [13 empty] | Not identified |  | http://www.vlada-hnz-k.ba/bs/novosti/potpisani-ugovori-o-izgradnji-mini-hidroelektrana-na-rijeci-rami
BA | Bosnia and Herzegovina | Modri Vir | Rama | Neretva | Hercegovacko-neretvansko kanton | Greenfield |  |  |  |  | 0 | 0.091 |  | Ecco-Crima d.o.o. Prozor-Rama |  | BIH |  | private |  | 2017 |  |  |  | concession awarded | N/A | BAM | 518700 | [13 empty] | Not identified |  | http://www.vlada-hnz-k.ba/bs/novosti/potpisani-ugovori-o-izgradnji-mini-hidroelektrana-na-rijeci-rami
BA | Bosnia and Herzegovina | Crni Most | Rama | Neretva | Hercegovacko-neretvansko kanton | Greenfield |  |  |  |  | 0 | 1.52 |  | Ecco-Crima d.o.o. Prozor-Rama |  | BIH |  | private |  | 2017 |  |  |  | concession awarded | N/A | BAM | 5375000 | [13 empty] | Not identified |  | http://www.vlada-hnz-k.ba/bs/novosti/potpisani-ugovori-o-izgradnji-mini-hidroelektrana-na-rijeci-rami
BA | Bosnia and Herzegovina | Gracanica | Rama | Neretva | Hercegovacko-neretvansko kanton | Greenfield |  |  |  |  | 0 | 0.732 |  | Ecco-Crima d.o.o. Prozor-Rama |  | BIH |  | private |  | 2017 |  |  |  | concession awarded | N/A | BAM | 2603100 | [13 empty] | Not identified |  | http://www.vlada-hnz-k.ba/bs/novosti/potpisani-ugovori-o-izgradnji-mini-hidroelektrana-na-rijeci-rami
BA | Bosnia and Herzegovina | Marina Pecina | Rama | Neretva | Hercegovacko-neretvansko kanton | Greenfield |  |  |  |  | 0 | 0.732 |  | Ecco-Crima d.o.o. Prozor-Rama |  | BIH |  | private |  | 2017 |  |  |  | concession awarded | N/A | BAM | 3361500 | [13 empty] | Not identified |  | http://www.vlada-hnz-k.ba/bs/novosti/potpisani-ugovori-o-izgradnji-mini-hidroelektrana-na-rijeci-rami
BA | Bosnia and Herzegovina | Crima | Crima | Neretva | Prozor-Rama | Greenfield |  |  |  |  | 1.5 | 0 |  | Ecco-Crima d.o.o. Prozor-Rama/Paloc d.o.o. |  | BIH |  | private | [5 empty] | operational 5-10 | 2010 | [15 empty] | Not identified | Official documents are in the name of Ecco-Crima d.o.o. but Paloč d.o.o. is also stating that it undertook the project, so not clear whether it was done jointly or rights to the concession transferred | http://paloc.com/male-hidroelektrane-mhe/, http://bizreg.pravosudje.ba/pls/apex/f?p=183:25:1300509270854957::NO:: http://www.ferk.ba/_hr/images/stories/2009_docs/05_0615_nd_pdzi_ecco_crima_hr.pdf http://www.ferk.ba/download_zaj/pregled_dozvola/licence-proizvodnja-pregled.pdf, https://www.wbif.eu/content/stream//Sites/website/library/WBEC-REG-ENE-01-170508-BR1-Past-and-Future-Role-of-Hydropower.pdf
BA | Bosnia and Herzegovina | Duscica | Duscica | Neretva | Prozor-Rama | Greenfield |  |  |  |  | 0.5 | 0 |  | "ING-EKO" d.o.o. Prozor-Rama |  |  |  | private | [5 empty] | operational 5-10 | 2012 | BAM | 2.5 | 1.25 | [12 empty] | Not identified |  | http://www.ekapija.com/website/bih/page/694725/MHE-Du%C5%A1%C4%8Dica-u-Rami-proslavlja-prvu-godinu-od-pu%C5%A1tanja-u-rad http://operatoroieiek.ba/wp-content/uploads/2017/02/Lista-postrojenja-koja-su-stekla-status-PP.pdf
BA | Bosnia and Herzegovina | Zagradacka | Zagradacka | Neretva | Prozor-Rama | Greenfield |  |  |  |  | 0.8 | 0 | 3500 | MHE Zagradacka d.o.o. Prozor-Rama |  |  |  | private |  | 2006 |  |  |  | operational 5-10 | 2010 | BAM | 2 | 1 | 0.5 | [5 empty] | Zagrebacka Banka (Croatia)(Unicredit) | Completed | 1.5 |  |  |  | Yes |  | http://www.ferk.ba/_hr/images/stories/dozvole/2009/5_0925_dz_pzi_zagradacka_hr.pdf http://www.rama-prozor.info/clanak/svecano-pustena-u-pogon-mala-he-zagradacka/181, https://www.wbif.eu/content/stream//Sites/website/library/WBEC-REG-ENE-01-170508-BR1-Past-and-Future-Role-of-Hydropower.pdf
BA | Bosnia and Herzegovina | Marin Most | Blazinka and Rika | Neretva | Prozor-Rama | Greenfield |  |  |  |  | 0 | 2.4 | 12109 | DF GRADNJA d.o.o. KONJIC |  |  |  | private |  | 2012 |  |  |  | unclear | Unclear | [15 empty] | None | Very little information available, it seems not much is happening with the project in the last few years. | http://www.fmoit.gov.ba/userfiles/file/MHE%20Marin%20most%20-%20Netehnicki%20rezime.pdf, https://www.akta.ba/bs/Tender/javna-rasprava-o-ocjeni-studije-o-procjeni-utjecaja-na-okolis-u-postupku-izdavanja-okolisne-dozvole-za-izgradnju-mhe-marin-most-u-opcini-prozor-rama/144118
BA | Bosnia and Herzegovina | Pojatine | Rika | Neretva | Prozor-Rama | Greenfield |  |  |  |  | 0 | 0.427 |  | Eko-Rika d.o.o. |  |  |  | private | [5 empty] | unclear | Unclear | [15 empty] | Not identified | Project sponsor formerly GI Cimba d.o.o. In 2014, the plant was supposedly under construction, according to the Operator OIE Register of plants seeking inclusion in the register of renewables projects. | http://www.ekapija.com/website/bih/page/439825_en http://operatoroieiek.ba/lista-podnesenih-zahtjeva/
BA | Bosnia and Herzegovina | Volujak | Volujak | Neretva | Prozor-Rama | Greenfield | 6474340, 4847101 |  |  |  | 0 | 4.9 | 20000 | M-M Energi d.o.o.Ploca and MIP d.o.o. G. Vakuf-Uskoplje |  |  |  | private |  |  | 30 |  |  | unclear | Unclear | BAM | 17.5 | 8.75 | [12 empty] | None | A decision was made by the local authority to award the concession but since then it is unclear what has happened. | http://prozor-rama.org/files/download/8982e509ddf264e
BA | Bosnia and Herzegovina | Buna 1 | Neretva | Neretva | Mostar | Greenfield |  |  |  |  | 0 | 1.8 | 11400 | Hercegovina – gradjevinsko zanatstvo d.o.o. | EFFECTUS d.o.o. Mostar, Anela Mijatović , Ivica Primorac |  | Snježana Palameta | private | 2 |  |  |  |  | concession awarded | N/A | [15 empty] | Not identified | Project highly contested by Udruga Majski Cvijet, among others | http://www.bistrobih.ba/nova/wp-content/uploads/2015/06/SUO_Buna.pdf (Environmental Impact Assessment, April 2015), https://www.vlada-hnz-k.ba/bs/novosti/vlada-hnk-dodjeljeno-vi%C5%A1e-koncesija https://www.vlada-hnz-k.ba/bs/novosti/najava-80-sjednica-vlade-hnk http://www.fmoit.gov.ba/ba/clanak/1170/ http://bizreg.pravosudje.ba/pls/apex/f?p=186:25:2962220182938383::NO::
BA | Bosnia and Herzegovina | Buna 2 | Neretva | Neretva | Mostar | Greenfield |  |  |  |  | 0 | 1.8 | 11400 | Hercegovina – gradjevinsko zanatstvo d.o.o. | EFFECTUS d.o.o. Mostar, Anela Mijatović , Ivica Primorac |  | Snježana Palameta | private | 2 |  |  |  |  | concession awarded | N/A | [15 empty] | Not identified | Project highly contested by Udruga Majski Cvijet, among others | http://www.bistrobih.ba/nova/wp-content/uploads/2015/06/SUO_Buna.pdf (Environmental Impact Assessment, April 2015), https://www.vlada-hnz-k.ba/bs/novosti/vlada-hnk-dodjeljeno-vi%C5%A1e-koncesija https://www.vlada-hnz-k.ba/bs/novosti/najava-80-sjednica-vlade-hnk http://www.fmoit.gov.ba/ba/clanak/1170/ http://bizreg.pravosudje.ba/pls/apex/f?p=186:25:2962220182938383::NO::
BA | Bosnia and Herzegovina | Zlate | Doljanka | Neretva | Jablanica | Greenfield |  |  |  |  | 0 | 3.1 | 13614 | EKO – VAT d.o.o. Jablanica |  |  |  | private | [5 empty] | concession awarded | N/A | [15 empty] | Not identified | Mirza Teletović, a basketball player, is known as the promoter of this investment. There was a public hearing on the EIA in early 2017. | https://www.vlada-hnz-k.ba/bs/novosti/vlada-hnk-dodjeljeno-vi%C5%A1e-koncesija https://www.vlada-hnz-k.ba/bs/novosti/najava-80-sjednica-vlade-hnk http://www.fmoit.gov.ba/userfiles/file/2015/S_U_O_MHE%20Zlate_netehnicki%20rezime%20(1).pdf http://m-kvadrat.ba/kosarkas-mirza-teletovic-sve-blize-izgradnji-mhe-zlate-u-jablanici/
BA | Bosnia and Herzegovina | Pacici | Doljanka | Neretva | Jablanica | Greenfield |  |  |  |  | 0 | 1.3 | 6550 | Eko-Vat d.o.o. Jablanica |  |  |  | private | [5 empty] | concession awarded | N/A | [15 empty] | Not identified | EIA commenting period took place in 2015. Mirza Teletović, a basketball player, is known as the promoter of this investment. | https://www.vlada-hnz-k.ba/bs/novosti/vlada-hnk-dodjeljeno-vi%C5%A1e-koncesija https://www.vlada-hnz-k.ba/bs/novosti/najava-80-sjednica-vlade-hnk http://www.fmoit.gov.ba/userfiles/file/2015/S_U_O_MHE%20PACICI_netehnicki%20rezime.pdf http://www.fmoit.gov.ba/ba/clanak/1159/javni-uvid-eko-vat-doo-jablanica-mhe-paii-131-mwe
BA | Bosnia and Herzegovina | Sastavci | Vrbas | Sava | Gornji Vakuf/Uskoplje | Greenfield |  |  |  |  | 0.7 | 0 | 2000 | IEP Energija d.o.o. | Interenergo d.o.o | Slovenia/Austria | Kelag | private |  | 2005 |  | 2035 |  | operational>10 | 2005 |  |  |  | All. but amount unknown | [11 empty] | Yes | Interenergo has an internal policy of financing investment projects from Kelag group's own resources, according to its last few annual reports. Concession was given in 2011 according to the list of Central Bosnia Canton concessions, perhaps this was when it was transferred to a new company. | http://www.gornjivakuf-uskoplje.ba/dokumenti/OV/26%20sjednica/B/9.inf%20o%20gospodarstvu%20u%202015%20RV.pdf http://www.akta.ba/bs/Tender/notice-of-submission-of-the-application-for-change-of-the-permit---license-for-electricity-production-in-the-production-building-of-mhpp-sastavci-on-the-vrbas-river-jelici-settleme/131570 http://www.interenergo.com/content/hydropower-projects-413_ENG_HTML.html http://www.interenergo.com/dateien/Interenergo-annual_report_2014.pdf, http://www.derk.ba/DocumentsPDFs/BIH4ECRB_Energy_Sector_Report_2009_b.pdf
BA | Bosnia and Herzegovina | Duboki Potok (Desna) | Desna | Sava | Gornji Vakuf/Uskoplje | Greenfield |  |  |  |  | 0.8 | 0 | 3000 | IEP Energija d.o.o. | Interenergo d.o.o | Slovenia/Austria | Kelag | private |  | 2006 |  | 2036 |  | operational>10 | 2006 |  |  |  | All. but amount unknown | [11 empty] | Yes | Interenergo has an internal policy of financing investment projects from Kelag group's own resources, according to its last few annual reports. | http://www.gornjivakuf-uskoplje.ba/dokumenti/OV/26%20sjednica/B/9.inf%20o%20gospodarstvu%20u%202015%20RV.pdf http://www.akta.ba/bs/Tender/notice-of-submission-of-the-application-for-change-of-the-permit---license-for-electricity-production-in-the-production-building-of-mhpp-sastavci-on-the-vrbas-river-jelici-settleme/131570 http://www.interenergo.com/content/hydropower-projects-413_ENG_HTML.html http://www.interenergo.com/content/hidroelektrarne-413_SLV_HTML.html http://www.interenergo.com/dateien/Interenergo-annual_report_2014.pdf http://www.derk.ba/DocumentsPDFs/BIH4ECRB_Energy_Sector_Report_2009_b.pdf http://www.ferk.ba/_hr/images/stories/2014/dozvola_iep_%20energija_hr.pdf
BA | Bosnia and Herzegovina | Jelici | Vrbas | Sava | Gornji Vakuf/Uskoplje | Greenfield |  |  |  |  | 1.2 | 0 | 6300 | Inter-Energo GV/Uskoplje | Interenergo d.o.o | Slovenia/Austria | Kelag | private |  | 2005 |  | 2035 |  | operational<5 | 2005 | [9 empty] | Unicredit | Completed | 1.073 |  |  |  | Yes | Concessionaire previously Rose-Wood d.o.o. Concession was given in 2011 according to the list of Central Bosnia Canton concessions, perhaps this was when it was transferred to a new company. The plant was already in operation so it cannot have been the original concession. | http://www.gornjivakuf-uskoplje.ba/dokumenti/OV/26%20sjednica/B/9.inf%20o%20gospodarstvu%20u%202015%20RV.pdf http://www.interenergo.com/dateien/Interenergo-annual_report_2014.pdf, http://www.derk.ba/DocumentsPDFs/BIH4ECRB_Energy_Sector_Report_2009_b.pdf, http://www.ferk.ba/_hr/images/stories/download/presude/0601_presuda_rose_wood_hr.pdf, https://drive.google.com/file/d/0B6nAvpu9eM7YSUJXLUpEdGdaMkU/view
BA | Bosnia and Herzegovina | Voljevac | Vrbas | Sava | Gornji Vakuf/Uskoplje | Greenfield |  |  |  |  | 0.65 | 0 | 4483 | Elektrogrupa d.d. Jajce |  |  |  | private |  | 2009 |  |  |  | operational<5 | 2013 | [15 empty] | Not identified | Elektro Grupa shareholders here: http://www.capitalmarket.ba/?tabid=157&tip=3&grid=3&menu=1&graph=0&w=400&h=200&simbol=ELGJR, including Raiffeisen as largest, with Cayman-Islands-based BALKAN INVESTMENT MANAGEMENT LIMITED second at the time of writing (March 2017). Financing seems to have been carried out via a bonds issue but it is not clear who bought the bonds. There was some controversy around the start of works in 2010, which seem to have been started without valid permits and were stopped. http://eurofondinsajder.me/tag/mhe-voljevac/. A pipe at the plant also burst recently. http://www.gornjivakuf-x.com/vijesti/gornji-vakuf/2766-foto-video-eksplozija-cjevovoda-na-mhc-u-voljevcu-gornji-vakuf | http://www.balkan-broker.com/index.php/projekti/he-vrbas-i-vjetropark-mucevaca http://www.sparkasse.ba/bs/Downloads/0901481b800cfb7b.pdf. http://www.ekapija.com/website/bih/page/642365, http://hydro-hit.si/en/projects/new_construction_projects/2/hpp_voljevac_bosnia_and_herzegovina/
BA | Bosnia and Herzegovina | Ruznovac | Vrbas | Sava | Gornji Vakuf/Uskoplje | Greenfield |  |  |  |  | 0.6 | 9 | 4000 | Inter - Energo GV/Uskoplje | Interenergo d.o.o. | Slovenia/Austria | Kelag | private |  | 2012 |  | 2042 |  | operational<5 | 2010 |  |  |  | All. but amount unknown | [11 empty] | Yes | Interenergo has an internal policy of financing investment projects from Kelag group's own resources, according to its last few annual reports. | http://www.gornjivakuf-uskoplje.ba/dokumenti/OV/26%20sjednica/B/9.inf%20o%20gospodarstvu%20u%202015%20RV.pdf http://www.interenergo.com/dateien/Interenergo-annual_report_2014.pdf http://www.conelcompany.com.ba/novosti.html
BA | Bosnia and Herzegovina | Derala | Potok Derala | Sava | Gornji Vakuf/Uskoplje | Greenfield |  |  |  |  | 0.2 | 0 | 2000 | Inter - Energo GV/Uskoplje | Interenergo d.o.o. | Slovenia/Austria | Kelag | private |  | 2012 |  | 2042 |  | operational<5 | Unclear |  |  |  | All. but amount unknown | [11 empty] | Yes | Interenergo has an internal policy of financing investment projects from Kelag group's own resources, according to its last few annual reports. In 2010 the County Court of Novi Travnik concluded that the HPP had been built illegally, as the procedures on allowing local people to be parties in the approval process had not been adhered to. | http://www.gornjivakuf-uskoplje.ba/dokumenti/OV/26%20sjednica/B/9.inf%20o%20gospodarstvu%20u%202015%20RV.pdf http://www.interenergo.com/dateien/Interenergo-annual_report_2014.pdf http://www.uskoplje.net/portal/index.php/vijesti-novosti/rubrike-uskoplje/vijesti/828-presudamini-hidroelektrana-derala-je-nezakonito-izgraena http://advokat-lozo.ba/advokat/dokumenta_oglasi/Presuda_06_0_U_001753_09_U.pdf
BA | Bosnia and Herzegovina | Babanovac | Ugar | Sava | Travnik | Greenfield |  |  |  |  | 0 | 1.153 | 4609 | Eskimo S2, Travnik | not identified |  |  | private |  | 2013 |  |  |  | planned | N/A | [15 empty] | None |  | http://www.sbk-ksb.gov.ba/files/2012%20JAVNI%20KONKURS%20BEZ%20DODAT%20%20KRITERIJA%20%20ZA%20%2016%20NOVIH%20%20MHE%20TRAVNIK%20BUGOJNO%20I%20DR%20.doc, http://www.senoworks.com/vlada/izvjestaj-o-stanju-okolisa.pdf
BA | Bosnia and Herzegovina | Ostrac | Ugar | Sava | Travnik | Greenfield |  |  |  |  | 0 | 0.89 | 3800 | VNT Novi Travnik | not identified |  |  | private |  | 2015 |  |  |  | concession awarded | N/A | [15 empty] | Not identified |  | http://www.sbk-ksb.gov.ba/files/2015_JAVNI%20KONKURS%20ZA%20MHE%202015.pdf, list of concessions from Srednobosanski kanton obtained by Center for Environment in 2016.
BA | Bosnia and Herzegovina | Koricanske stijene | Ugar | Sava | Travnik | Greenfield |  |  |  |  | 0 | 0.79 | 3800 | Propis Lim | not identified |  |  | private |  | 2015 |  |  |  | concession awarded | N/A | [15 empty] | Not identified |  | http://www.sbk-ksb.gov.ba/files/2015_JAVNI%20KONKURS%20ZA%20MHE%202015.pdf, list of concessions from Srednobosanski kanton obtained by Center for Environment in 2016.
BA | Bosnia and Herzegovina | Ivancica | Ivancica | Bosna | Busovaca | Greenfield |  |  |  |  | 0 | 0.497 | 1817 | Bioenergi Vitez | not identified |  |  | private |  | 2015 |  |  |  | concession awarded | N/A | [15 empty] | Not identified |  | http://www.sbk-ksb.gov.ba/files/2015_JAVNI%20KONKURS%20ZA%20MHE%202015.pdf, list of concessions from Srednobosanski kanton obtained by Center for Environment in 2016.
BA | Bosnia and Herzegovina | Kacuni | Kozica | Bosna | Busovaca | Greenfield |  |  |  |  | 0 | 0.55 | 2500 | "SHPP" Sarajevo | not identified |  |  | private |  | 2015 |  |  |  | concession awarded | N/A | [15 empty] | Not identified |  | http://www.sbk-ksb.gov.ba/files/2015_JAVNI%20KONKURS%20ZA%20MHE%202015.pdf, list of concessions from Srednobosanski kanton obtained by Center for Environment in 2016.
BA | Bosnia and Herzegovina | Mujada | Prusacka Rijeka | Sava | Donji Vakuf | Greenfield |  |  |  |  | 1.28 | 0 | 7500 | GRID BH doo Sarajevo | ENERGA d.o.o. Sarajevo PCC DEG Renewables GmbH, Germany SA-RA ENERJI INSAAT TICARET VE SANAYI ANONIM SIRKETI, Turkey | BIH Germany Turkey |  | public-private |  | 2004 |  |  |  | operational 5-10 | 2009 | [12 empty] | Kreditanstalt für Wiederaufbau (KfW) | Completed |  | Yes | PCC DEG is a joint venture between PCC and DEG, a subsidiary of KfW. | http://www.derk.ba/DocumentsPDFs/BIH4ECRB_Energy_Sector_Report_2009_b.pdf, https://www.wbif.eu/content/stream//Sites/website/library/WBEC-REG-ENE-01-170508-BR1-Past-and-Future-Role-of-Hydropower.pdf, http://www.nezavisne.com/ekonomija/privreda/Njemacka-podrzava-gradnju-MHE-u-BiH/40382, https://bizreg.pravosudje.ba/pls/apex/f?p=183:21:626555445501093::NO::, http://www.pcc.eu/energy/hydroelectric-power-plant-mujada/?lang=en
BA | Bosnia and Herzegovina | Poljanice 1 | Bila | Bosna | Travnik | Greenfield |  |  |  |  | 0 | 2.4 | 11000 | GRID BH doo Sarajevo | ENERGA d.o.o. Sarajevo PCC DEG Renewables GmbH, Germany SA-RA ENERJI INSAAT TICARET VE SANAYI ANONIM SIRKETI, Turkey | BIH Germany Turkey |  | public-private |  | 2004 |  |  |  | planned | N/A | [12 empty] | Kreditanstalt für Wiederaufbau (KfW) | Planned |  | Yes | PCC DEG is a joint venture between PCC and DEG, a subsidiary of KfW. | http://www.pcc-hydro-mk.com/ttw/pcc.nsf/id/EN_Investment_Projects#anker3
BA | Bosnia and Herzegovina | Poljanice 2 | Bila | Bosna | Travnik | Greenfield |  |  |  |  | 0 | 1.07 | 4800 | GRID BH doo Sarajevo | ENERGA d.o.o. Sarajevo PCC DEG Renewables GmbH, Germany SA-RA ENERJI INSAAT TICARET VE SANAYI ANONIM SIRKETI, Turkey | BIH Germany Turkey |  | public-private |  | 2004 |  |  |  | planned | N/A | [12 empty] | Kreditanstalt für Wiederaufbau (KfW) | Planned |  | Yes | PCC DEG is a joint venture between PCC and DEG, a subsidiary of KfW. | http://www.pcc-hydro-mk.com/ttw/pcc.nsf/id/EN_Investment_Projects#anker3
BA | Bosnia and Herzegovina | Podkozica | Kozica | Bosna | Travnik | Greenfield |  |  |  |  | 0 | 0.7 | 2800 | GRID BH doo Sarajevo | ENERGA d.o.o. Sarajevo PCC DEG Renewables GmbH, Germany SA-RA ENERJI INSAAT TICARET VE SANAYI ANONIM SIRKETI, Turkey | BIH Germany Turkey |  | public-private |  | 2004 |  |  |  | planned | N/A | [12 empty] | Kreditanstalt für Wiederaufbau (KfW) | Planned |  | Yes | PCC DEG is a joint venture between PCC and DEG, a subsidiary of KfW. | http://www.pcc-hydro-mk.com/ttw/pcc.nsf/id/EN_Investment_Projects#anker3
BA | Bosnia and Herzegovina | Prusac 1 | Prusacka Rijeka | Vrbas | Donji Vakuf | Greenfield |  |  |  |  | 0.6 | 0 | 3156 | COMPREX doo Sarajevo |  |  |  | private |  | 2004 |  |  |  | operational>10 | 2006 | [15 empty] | Not identified |  | http://www.derk.ba/DocumentsPDFs/BIH4ECRB_Energy_Sector_Report_2009_b.pdf, Background Report 1, regional strategy for sustainable hydropower in the Western Balkans
BA | Bosnia and Herzegovina | Prusac 2 | Prusacka Rijeka | Vrbas | Donji Vakuf | Greenfield |  |  |  |  | 0 | 0.389 | 2450 | not identified | not identified | [8 empty] | unclear | N/A | [15 empty] | Not identified | A tender for concessions was published in 2015 but it is not clear whether a concession was awarded or not. | http://www.sbk-ksb.gov.ba/files/2015_JAVNI%20KONKURS%20ZA%20MHE%202015.pdf
BA | Bosnia and Herzegovina | Smrcevica | Desna | Vrbas | Gornji Vakuf/Uskoplje | Greenfield | [17 empty] | offered for investment | N/A | [15 empty] | Not identified | A tender for concessions was published in 2015 but it is not clear whether a concession was awarded or not. | http://www.sbk-ksb.gov.ba/files/2015_JAVNI%20KONKURS%20ZA%20MHE%202015.pdf
BA | Bosnia and Herzegovina | Brestavni potok/Brestovski potok | Desna | Vrbas | Gornji Vakuf/Uskoplje | Greenfield |  |  |  |  | 0 | 0.98 | 4310 | Turbina Bugojno | not identified |  |  | private |  | 2007 |  |  |  | operational<5 | 2016 |  |  |  |  | BA-MDB | European Bank for Reconstruction and Development (EBRD) | Completed | financial intermediary | 0.84 | Yes but not identified | Invested |  |  |  |  | Yes |  | http://www.senoworks.com/vlada/izvjestaj-o-stanju-okolisa.pdf, http://www.saifbih.ba/javni-izvj/ucinak/pdf/Izvj_koncesije_hr.pdf, http://paloc.com/male-hidroelektrane-mhe/, http://www.webseff.com/index.php?option=com_content&view=article&id=329:hydropower-map&catid=7&lang=en&Itemid=331
BA | Bosnia and Herzegovina | Desna usce | Vrbas | Vrbas | Gornji Vakuf/Uskoplje | Greenfield |  |  |  |  | 0 | 1 | 5220 | Ferbos d.o.o. Jajce | not identified |  |  | private |  | 2004 |  |  |  | potential | N/A | [15 empty] | None | Very little information available, nothing seems to be happening. | http://www.senoworks.com/vlada/izvjestaj-o-stanju-okolisa.pdf
BA | Bosnia and Herzegovina | Bila Voda | Potok Bila Voda | Vrbas | Jajce | Greenfield |  |  |  |  | 0.055 | 0 | 264 | Elgrad d.o.o. Jajce | not identified | not identified |  | private |  | 2006 |  |  |  | operational>10 | 2006 | [15 empty] | Not identified |  | http://www.derk.ba/DocumentsPDFs/BIH4ECRB_Energy_Sector_Report_2009_b.pdf, http://www.ferk.ba/_ba/images/stories/dozvole/2008/0704_prilog_elgrad_bs.pdf
BA | Bosnia and Herzegovina | Ipota | Ipot | Vrbas | Jajce | Greenfield |  |  |  |  | 0 | 0.075 | 477 | Elgrad d.o.o. Jajce | not identified |  | not identified | private |  | 2006 |  |  |  | potential | N/A | [15 empty] | None | No movement in recent year as far as we could see. | http://www.ferk.ba/_ba/images/stories/2009_docs/05_0615_nd_pdi_elgrad_ipota_bs.pdf, http://www.senoworks.com/vlada/izvjestaj-o-stanju-okolisa.pdf
BA | Bosnia and Herzegovina | Kasumi | Potok Kasumi | Vrbas | Jajce | Greenfield |  |  |  |  | 0.05 | 0 | 383 | Elgrad d.o.o. Jajce | not identified |  | not identified | private |  | 2006 |  |  |  | operational<5 | 2015 | [15 empty] | Not identified |  | http://www.ferk.ba/_hr/images/stories/2016/dozvola_elgrad_hr.pdf
BA | Bosnia and Herzegovina | Poljanski potok | Poljanski potok | Vrbas | Jajce | Greenfield |  |  |  |  | 0.05 | 0 | 331 | Elgrad d.o.o. Jajce | not identified |  | not identified | private | [5 empty] | operational<5 | 2014 | [15 empty] | Not identified |  | http://www.ferk.ba/_hr/images/stories/2016/dozvola_elgrad_hr.pdf
BA | Bosnia and Herzegovina | Glasinac | Potok Glasinac | Vrbas | Jajce | Greenfield |  |  |  |  | 0.1 | 0 | 478 | Elgrad d.o.o. Jajce | not identified |  | not identified | private | [5 empty] | operational 5-10 | 2010 | [15 empty] | Not identified |  | http://www.ferk.ba/_hr/images/stories/2016/dozvola_elgrad_hr.pdf
BA | Bosnia and Herzegovina | Jezernica (Kalinovik) | Jezernica | Drina | Kalinovik | Greenfield |  |  |  |  | 0 | 2.1 | 25600 | Hydro Power Group d.o.o. Banja Luka | not identified |  | not identified | private |  | 2015 | 50 | 2065 |  | concession awarded | N/A | [15 empty] | Not identified |  | Republika Srpska concessions register: http://koncesije-rs.org/lat/index.php?prikaz=stranica&id=24, http://koncesije-rs.org/cir/index.php?prikaz=stranica&id=15, http://www.akta.ba/bs/Tender/odluka-o-pokretanju-postupka-dodjele-koncesije-za-izgradnju-i-koristenje-hes-jezernica-na-slivu-rijeke-jezernice-opcina-kalinovik/182139
BA | Bosnia and Herzegovina | Gvozdnica 1 (Jezernica) | Jezernica | Drina | Kalinovik | Greenfield |  |  |  |  | 0 | 0.86 | See Jezernica for total | Hydro Power Group d.o.o. Banja Luka | not identified |  | not identified | private |  | 2015 | 50 | 2065 |  | concession awarded | N/A | [15 empty] | Not identified |  | Republika Srpska concessions register: http://koncesije-rs.org/lat/index.php?prikaz=stranica&id=24, http://koncesije-rs.org/cir/index.php?prikaz=stranica&id=15, http://www.akta.ba/bs/Tender/odluka-o-pokretanju-postupka-dodjele-koncesije-za-izgradnju-i-koristenje-hes-jezernica-na-slivu-rijeke-jezernice-opcina-kalinovik/182139
BA | Bosnia and Herzegovina | Gvozdnica 2 (Jezernica) | Jezernica | Drina | Kalinovik | Greenfield |  |  |  |  | 0 | 2.91 | See Jezernica for total | Hydro Power Group d.o.o. Banja Luka | not identified |  | not identified | private |  | 2015 | 50 | 2065 |  | concession awarded | N/A | [15 empty] | Not identified |  | Republika Srpska concessions register: http://koncesije-rs.org/lat/index.php?prikaz=stranica&id=24, http://koncesije-rs.org/cir/index.php?prikaz=stranica&id=15, http://www.akta.ba/bs/Tender/odluka-o-pokretanju-postupka-dodjele-koncesije-za-izgradnju-i-koristenje-hes-jezernica-na-slivu-rijeke-jezernice-opcina-kalinovik/182139
BA | Bosnia and Herzegovina | Jezerac | Jezernica | Drina | Kalinovik | Greenfield |  |  |  |  | 0 | 0.91 | See Jezernica for total | Hydro Power Group d.o.o. Banja Luka | not identified |  | not identified | private |  | 2015 | 50 | 2065 |  | concession awarded | N/A | [15 empty] | Not identified |  | Republika Srpska concessions register: http://koncesije-rs.org/lat/index.php?prikaz=stranica&id=24, http://koncesije-rs.org/cir/index.php?prikaz=stranica&id=15, http://www.akta.ba/bs/Tender/odluka-o-pokretanju-postupka-dodjele-koncesije-za-izgradnju-i-koristenje-hes-jezernica-na-slivu-rijeke-jezernice-opcina-kalinovik/182139
BA | Bosnia and Herzegovina | Cemernica (Drina) | Cemernica | Drina | Gorazde | Greenfield |  |  |  |  | 0.5 | 0 | 2000 | MIMS d.o.o. |  |  |  | private |  |  | 30 |  |  | operational 5-10 | 2009 | [15 empty] | Not identified |  | http://www.energetika-net.com/vijesti/obnovljivi-izvori-energije/dovrsena-druga-faza-izgradnje-mhe-cemernica-3773 http://www.derk.ba/DocumentsPDFs/BIH4ECRB_Energy_Sector_Report_2009_b.pdf, http://entea.ba/galerija-mhe-cemernica-i-kaljani
BA | Bosnia and Herzegovina | Cemernica 1 (Fojnica) | Cemernicka rijeka | Bosna | Fojnica | Greenfield |  |  |  |  | 0 | 0.35 |  | None yet | None yet | [8 empty] | planned | [16 empty] | None |  | Draft spatial plan Fojnica district
BA | Bosnia and Herzegovina | Cemernica 2 (Fojnica) | Cemernicka rijeka | Bosna | Fojnica | Greenfield |  |  |  |  | 0 | 0.45 |  | None yet | None yet | [8 empty] | planned | [16 empty] | None |  | Draft spatial plan Fojnica district
BA | Bosnia and Herzegovina | Jabuka | Kolina | Drina | Foca-Ustikolina | Greenfield |  |  |  |  | 0 | 0.7 | 3100 | Eko-Rem d.o.o. | Not identified |  |  | private |  | 2016 | 30 |  |  | planned | N/A | BAM | 2.3 | 1.15 | [12 empty] | Not identified | There are some concerns about impacts on historical heritage on Modro polje - stećci | https://www.klix.ba/vijesti/bih/hoce-li-gradnja-mhe-jabuka-kod-ustikoline-ugroziti-spomenike-kulture/161023049, http://www.bpkg.gov.ba/vijesti/54331/dodijeljena-koncesija-za-izgradnju-minihidrocentrale-mhe-jabuka-na-rijeci-kolini, http://ekorem.ba/nasi-projekti/
BA | Bosnia and Herzegovina | Kosova | Kosovska rijeka | Drina | Foca-Ustikolina | Greenfield |  |  |  |  | 0 | 0.38 | 1710 | Eko-Rem d.o.o. | Not identified |  |  | private | [5 empty] | under construction | N/A |  |  | 0.5 | [12 empty] | Not identified | Opes d.o.o. Sarajevo mentioned as the initiator of the project. | http://mp.bpkg.gov.ba/aktuelnosti/1296/slijedi-izgradnja-mhe-kosova-na-kosovskoj-rijeci http://www.bpkg.gov.ba/mp/media/uploads_mp/2012/05/za-objavu.doc, http://ekorem.ba/nasi-projekti/, http://ekorem.ba/pocela-izgradnja-mhe-kosova/
BA | Bosnia and Herzegovina | Krusnica | Krusnica | Una | Bosanska Krupa | Existing |  |  |  |  | 0.4 | 0 | 1600 | EPBIH | None yet |  |  | public | [5 empty] | operational>10 | 1905 | [15 empty] | N/A |  | http://www.derk.ba/DocumentsPDFs/BIH4ECRB_Energy_Sector_Report_2009_b.pdf http://www.elektroprivreda.ba/upload/documents/Godisnji_izvjestaj_o_zastiti_okolisa_%202015.pdf, Capacity information from Background Report 1, regional strategy for sustainable hydropower in the Western Balkans.
BA | Bosnia and Herzegovina | Bihac | Una | Una | Bihac | Existing |  |  |  |  | 0.16 | 0 | 959 | EPBIH | None yet |  |  | public | [5 empty] | operational>10 | 1911 | [15 empty] | N/A |  | http://www.elektroprivreda.ba/upload/documents/Godisnji_izvjestaj_o_zastiti_okolisa_%202015.pdf, http://www.derk.ba/DocumentsPDFs/BIH4ECRB_Energy_Sector_Report_2009_b.pdf
BA | Bosnia and Herzegovina | Moscani | Kozica | Bosna | Travnik | Greenfield |  |  |  |  | 0.7 | 0 | 2487 | COMPREX doo Sarajevo | Not identified |  |  | private |  | 2004 |  |  |  | operational>10 | 2006 | [15 empty] | Not identified |  | http://www.zurnal.info/novost/19546/ekologija-ili-korupcija-ucjene-lazi-i-opstrukcije-zbog-hidrocentrala-u-travniku-, http://www.derk.ba/DocumentsPDFs/BIH4ECRB_Energy_Sector_Report_2009_b.pdf, Background Report 1, regional strategy for sustainable hydropower in the Western Balkans
BA | Bosnia and Herzegovina | Prsljanica 1 | Prsljanica | Vrbas | Bugojno | Greenfield | 44.025000, 17.416000 |  |  |  | 0.2 | 0 | 898 | Vesna-S | Husein Smajic |  |  | private | 2 | 2005 |  |  |  | operational 5-10 | 2008 | [15 empty] | Not identified | Locals report that derivation tunnel takes almost all water out of the stream. At the time of our site visit (3 May 2017) there had been heavy rains so the situation was not as dire but it does look as if only a smaller proportion of the water is left. | http://www.derk.ba/DocumentsPDFs/BIH4ECRB_Energy_Sector_Report_2009_b.pdf, http://sever.rs/dow/files/RL16HEEN.pdf, site visit undertaken
BA | Bosnia and Herzegovina | Prsljanica 2 | Prsljanica | Vrbas | Bugojno | Greenfield | 44.019000, 17.402000 |  |  |  | 0.35 | 0 | 3060 | Vesna-S | Husein Smajic |  |  | private | 2 | 2005 |  |  |  | operational 5-10 | 2009 | [15 empty] | Not identified | Locals report that derivation tunnel takes almost all water out of the stream. At the time of our site visit (3 May 2017) there had been heavy rains so the situation was not as dire but it does look as if only a smaller proportion of the water is left. | http://www.ferk.ba/_sr/images/stories/2010/I14-dz-pzi-prslj2-vesna-s-sr.pdf, http://sever.rs/dow/files/RL16HEEN.pdf, site visit undertaken
BA | Bosnia and Herzegovina | Torlakovac | Sokolinski potok | Vrbas | Donji Vakuf | Greenfield |  |  |  |  | 0.4 | 0 | 1664 | Vlasic gradnja doo Travnik | Not identified |  |  | private |  | 2010 |  |  |  | operational 5-10 | 2008 | [15 empty] | Not identified | Concession might have been transferred to Vrbas Energija but could not find official information whether it actually happened. http://energis.ba/vlada-sbk-dala-saglasnost-za-izgradnju-13-mini-hidroelektrana/#.Wa2y5RdLdNw | http://www.derk.ba/DocumentsPDFs/BIH4ECRB_Energy_Sector_Report_2009_b.pdf, http://www.ferk.ba/_hr/images/stories/dozvole/2008/0802_prethodna_dozv_vlasic_2_hr.pdf
BA | Bosnia and Herzegovina | Vitez 1 | Lasva | Bosna | Vitez | Greenfield |  |  |  |  | 1.2 | 0 | 4470 | MHE V 1 doo Vitez | Not identified |  |  | private |  | 2004 |  |  |  | operational>10 | 2006 | [15 empty] | Not identified |  | http://www.derk.ba/DocumentsPDFs/BIH4ECRB_Energy_Sector_Report_2009_b.pdf, https://www.wbif.eu/content/stream//Sites/website/library/WBEC-REG-ENE-01-170508-BR1-Past-and-Future-Role-of-Hydropower.pdf
BA | Bosnia and Herzegovina | Kruscica 1 | Kruscica | Bosna | Vitez | Greenfield |  | Planina Kruscica | Protected Landscape | Inside | 0 | 0.6 | 3050 | Genna Vitez | not identified | BIH | not identified | private | 2 | 2007 |  |  |  | planned | N/A | [15 empty] | Not identified | Local opposition. | https://bizreg.pravosudje.ba/pls/apex/f?p=183:21:4129457817787424::NO::, http://www.dnevnik.ba/vijesti/vitezani-ujedinjeni-protiv-hidroelektrana, http://www.bhrt.ba/vijesti/bih/kruscica-mjestani-sprecavaju-pocetak-izgradnje-mini-hidroelektrana/, http://www.senoworks.com/vlada/izvjestaj-o-stanju-okolisa.pdf
BA | Bosnia and Herzegovina | Kruscica 2 | Kruscica | Bosna | Vitez | Greenfield |  | Planina Kruscica | Protected Landscape | Inside | 0 | 0.5 | 2200 | Higracon d.o.o. | not identified | BIH | Armin Hadzialic | private | 2 | 2012 |  |  |  | under construction | N/A | [15 empty] | Not identified | Local opposition, start of works blockaded early August 2017 | https://bizreg.pravosudje.ba/pls/apex/f?p=183:21:4129457817787424::NO::, http://www.fmeri.gov.ba/obavjestenje-za-javnost-38.aspx, http://www.dnevnik.ba/vijesti/vitezani-ujedinjeni-protiv-hidroelektrana, http://www.bhrt.ba/vijesti/bih/kruscica-mjestani-sprecavaju-pocetak-izgradnje-mini-hidroelektrana/, http://www.senoworks.com/vlada/izvjestaj-o-stanju-okolisa.pdf
BA | Bosnia and Herzegovina | Buk | Listica | Neretva | Siroki Brijeg | Existing |  |  |  |  | 0.14 | 0 | 765 | HE Buk doo Siroki Brijeg | not identified |  |  | private | [5 empty] | operational>10 | 1991 | [15 empty] | N/A |  | http://www.derk.ba/DocumentsPDFs/BIH4ECRB_Energy_Sector_Report_2009_b.pdf, https://www.wbif.eu/content/stream//Sites/website/library/WBEC-REG-ENE-01-170508-BR1-Past-and-Future-Role-of-Hydropower.pdf
BA | Bosnia and Herzegovina | Strpci |  | Drina | Rudo | Existing |  |  |  |  | 0.08 | 0 | 260 | not identified | not identified |  |  | private | [5 empty] | operational>10 | 1998 | [15 empty] | N/A |  | http://www.derk.ba/DocumentsPDFs/BIH4ECRB_Energy_Sector_Report_2009_b.pdf, https://www.wbif.eu/content/stream//Sites/website/library/WBEC-REG-ENE-01-170508-BR1-Past-and-Future-Role-of-Hydropower.pdf
BA | Bosnia and Herzegovina | Bistricak | Bistricak | Bosna | Zenica | Greenfield |  |  |  |  | 1 | 0 | 4200 | Adria produkt doo Zenica | not identified |  |  | private | [5 empty] | unclear | 2011 | [15 empty] | Not identified | Badly damaged by landslide in 2014 http://tridesetdrugivijecnik.blogspot.hr/2014/07/foto-snaga-i-upornost-prirode-jaca-je.html, unclear if it has operated since then. Before this, in 2013, a local group reported disregard of requirements for environmental minimum flow. | https://www.wbif.eu/content/stream//Sites/website/library/WBEC-REG-ENE-01-170508-BR1-Past-and-Future-Role-of-Hydropower.pdf, https://www.flickr.com/photos/pivic1/sets/72157635443564526, http://aarhus.ba/sarajevo/266-preispitati-koncesije-na-kojima-su-izgradene-mini-hidro-centrale.html, https://unze.ba/wp-content/uploads/2016/10/KEAP-ZDK-2017-2025.pdf
BA | Bosnia and Herzegovina | Cajdras | Kruscica-Zenica water pipe | Bosna | Zenica | Conversion |  |  |  |  | 0.5 | 0 | 3600 | JP ViK Zenica | JP ViK Zenica |  |  | public | [5 empty] | operational 5-10 | 2012 | BAM | 1.2 | 0.6 | 0.6 | [11 empty] | Yes | This was a conversion to make electricity from the water that is delivered from Kruščica to Zenica for drinking water. | https://www.wbif.eu/content/stream//Sites/website/library/WBEC-REG-ENE-01-170508-BR1-Past-and-Future-Role-of-Hydropower.pdf, http://www.deling.biz/bs/fotogal/255, http://arhiva.zenicablog.com/component/k2/item/17260-otvorena-mhe-gornji-%C4%8Dajdra%C5%A1.html
BA | Bosnia and Herzegovina | Pogledala | Borovnica | Bosna | Fojnica | Greenfield |  |  |  |  | 0.6 | 0 | 2300 | Karadrvo d.o.o. Fojnica | not identified |  |  | private |  | 2004 |  |  |  | operational>10 | 2006 | [15 empty] | Not identified |  | https://www.wbif.eu/content/stream//Sites/website/library/WBEC-REG-ENE-01-170508-BR1-Past-and-Future-Role-of-Hydropower.pdf, http://www.ferk.ba/_sr/images/stories/dozvole/2008/0704_prilog_karadrvo_sr.pdf
BA | Bosnia and Herzegovina | Grablje | Borovnica | Bosna | Fojnica | Greenfield |  |  |  |  | 0.5 | 0 | 2100 | Karadrvo d.o.o. Fojnica | not identified |  |  | private |  | 2005 |  |  |  | operational 5-10 | 2010 | [15 empty] | Not identified |  | https://www.wbif.eu/content/stream//Sites/website/library/WBEC-REG-ENE-01-170508-BR1-Past-and-Future-Role-of-Hydropower.pdf, http://www.ferk.ba/_ba/images/stories/dozvole/2009/5_0925_dz_pzi_grablje_kd_bs.pdf
BA | Bosnia and Herzegovina | Zeljeznica 1 (Fojnica) | Zeljeznica | Bosna | Fojnica | Greenfield |  |  |  |  | 0 | 0.9 | 4850 | Vizura d.o.o. Fojnica |  |  |  | private |  | 2006 |  |  |  | planned | N/A | [15 empty] | None |  | http://www.senoworks.com/vlada/izvjestaj-o-stanju-okolisa.pdf, Eko-Gotuša
BA | Bosnia and Herzegovina | Zeljeznica 2 (Fojnica) | Zeljeznica | Bosna | Fojnica | Greenfield |  |  |  |  | 0 | Not known | Not known | Vizura d.o.o. Fojnica |  |  |  | private | [5 empty] | planned | N/A | [15 empty] | None |  | http://www.senoworks.com/vlada/izvjestaj-o-stanju-okolisa.pdf, Eko-Gotuša
BA | Bosnia and Herzegovina | Zeljeznica 3 (Fojnica) | Zeljeznica | Bosna | Fojnica | Greenfield |  |  |  |  | 0 | 0.8 | 3950 | Vizura d.o.o. Fojnica |  |  |  | private |  | 2007 |  |  |  | planned | N/A | [15 empty] | None |  | http://www.senoworks.com/vlada/izvjestaj-o-stanju-okolisa.pdf, Eko-Gotuša
BA | Bosnia and Herzegovina | Zeljeznica 4 (Fojnica) | Zeljeznica | Bosna | Kresevo | Greenfield |  |  |  |  | 0 | 0.9 | 4523 | Euro-Power d.o.o. Tešanj | HIFA-Oil d.o.o. Tesanj | Bosnia-Herzegovina | Izudin Ahmetlic | private |  | 2006 |  |  |  | under construction | N/A | [15 empty] | Not identified | Completed construction but not joined to the high-voltage network. Concessionaire originally Radava Fojnica in 2006. | http://www.fmeri.gov.ba/obavjestenje-za-javnost-energetske-dozvole-7.aspx, Eko-Gotusa, http://www.senoworks.com/vlada/izvjestaj-o-stanju-okolisa.pdf, https://bizreg.pravosudje.ba/
BA | Bosnia and Herzegovina | Bakovici | Bistrica | Bosna | Fojnica | Greenfield |  |  |  |  | 0 | 2.1 | 115000 | Vizura d.o.o. Fojnica | not identified | not identified |  | private |  | 2008 |  |  |  | planned | N/A | [15 empty] | None |  | http://www.senoworks.com/vlada/izvjestaj-o-stanju-okolisa.pdf, Eko-Gotuša
BA | Bosnia and Herzegovina | Zica | Fojnica | Bosna | Fojnica | Greenfield |  |  |  |  | 0 | 1.4 | 6800 | Zica Sarajevo | not identified | not identified |  | private |  | 2007 |  |  |  | planned | N/A | [15 empty] | None | No activities recently | http://www.senoworks.com/vlada/izvjestaj-o-stanju-okolisa.pdf, Eko-Gotuša
BA | Bosnia and Herzegovina | Velike Vode | Zeljeznica | Bosna | Kresevo | Greenfield |  |  |  |  | 0 | 0.3 | 1676 | Energy, Kresevo | not identified | not identified |  | private |  | 2010 |  |  |  | planned | N/A | [15 empty] | None |  | http://www.senoworks.com/vlada/izvjestaj-o-stanju-okolisa.pdf, http://higracon.ba/?page_id=405, http://www.sbk-ksb.gov.ba/files/JAVNA%20RASPRAVA%20MHE%20za%20objavu%20za%20.doc
BA | Bosnia and Herzegovina | Toplica 1 | Lepenica | Bosna | Kiseljak | Greenfield |  |  |  |  | 0 | 0.9 | 4500 | Vipriko Sarajevo | not identified | not identified |  | private |  | 2011 |  |  |  | potential | N/A | [15 empty] | None |  | http://www.senoworks.com/vlada/izvjestaj-o-stanju-okolisa.pdf, http://www.opcina-kiseljak.org/stariportal/images/stories/sl_glasnici/2013/1-13.pdf
BA | Bosnia and Herzegovina | Toplica 2 | Lepenica | Bosna | Kiseljak | Greenfield | [7 empty] | None yet | None yet | [8 empty] | potential | N/A | [15 empty] | None | Offered for concession in 2011 but nothing appears to have happened since then. | https://ba.ekapija.com/news/417707/sbk-raspisan-poziv-za-dodjelu-koncesije-za-mhe-na-rijeci-jasenici-i
BA | Bosnia and Herzegovina | Toplica 3 | Lepenica | Bosna | Kiseljak | Greenfield |  |  |  |  | 0 | 0.6 | 1857 | DF Gradnja Konjic | not identified | not identified |  | private |  | 2011 |  |  |  | potential | N/A | [15 empty] | None |  | http://www.senoworks.com/vlada/izvjestaj-o-stanju-okolisa.pdf, http://www.fipa.gov.ba/investinbih/index_htm_files/Toplica%203,%20Kiseljak.pdf, http://www.opcina-kiseljak.org/stariportal/images/stories/sl_glasnici/2013/4-13.pdf
BA | Bosnia and Herzegovina | Dolac | Bila | Bosna | Travnik | Greenfield |  |  |  |  | 0.58 | 0 |  | Miniwat d.o.o. Travnik | Salko Selman | not identified |  | private |  | 2012 |  |  |  | operational<5 | Unclear | [9 empty] | Sparkasse | Completed |  |  |  |  | Yes |  | http://www.senoworks.com/vlada/izvjestaj-o-stanju-okolisa.pdf, http://operatoroieiek.ba/wp-content/uploads/2017/11/WEB-oktobar.pdf, Communication with Sparkasse 29 Dec 2016
BA | Bosnia and Herzegovina | Dolac 2 | Bila | Bosna | Travnik | Greenfield |  |  |  |  | 0 | Unclear |  | Miniwat d.o.o. Travnik | Salko Selman | not identified | [7 empty] | concession awarded | N/A | [15 empty] | None | Discussed at cantonal govt. meeting January 2018 | https://www.sbk-ksb.gov.ba/index.php?option=com_content&task=view&id=1638&Itemid=91, http://www.energetika.ba/hidroenergija/15400-vlada-sbk-dala-koncesiju-direktoru-razvojne-banke-salki-selmanu-odobrena-jos-jedna-mini-hidroelektrana.html
BA | Bosnia and Herzegovina | Zaseljacki potok | Zaseljacka rijeka | Bosna | Travnik | Greenfield |  |  |  |  | 0 | 0.3 | 1160 | Kamenjak-Cop d.o.o. | not identified | not identified |  | private |  | 2012 |  |  |  | planned | N/A | [15 empty] | Not identified | Requested energy permit in 2017 | http://www.fmeri.gov.ba/obavjestenje-za-javnost-energetske-dozvole-18.aspx, http://www.senoworks.com/vlada/izvjestaj-o-stanju-okolisa.pdf
BA | Bosnia and Herzegovina | Nevra | Zeljeznica tributary | Bosna | Kresevo | Greenfield |  |  |  |  | 0 | 0.03 | 345 | Nevra d.o.o. | not identified | not identified |  | private |  | 2015 |  |  |  | concession awarded | N/A | [15 empty] | None |  | http://www.sbk-ksb.gov.ba/files/2015_JAVNI%20KONKURS%20ZA%20MHE%202015.pdf, https://www.artinfo.ba/index.php/lokalne-arhiva/2891-dodijeljene-koncesije-za-male-hidroelektrane
BA | Bosnia and Herzegovina | Sikira | Potok Sikira | Vrbas | Gornji Vakuf | Greenfield |  |  |  |  | 0 | 0.4 | 1580 | IEP Energija d.o.o. | not identified | not identified |  | private |  | 2007 |  |  |  | potential | N/A | [15 empty] | None | No sign of anything happening recently. | http://www.senoworks.com/vlada/izvjestaj-o-stanju-okolisa.pdf, http://blog.dnevnik.hr/uskoplje/2006/11/1621834390/nove-male-hidroelektrane.html, https://ba.ekapija.com/tender/print?id=68171
BA | Bosnia and Herzegovina | Kordici | Bunta | Vrbas | Bugojno | Greenfield |  |  |  |  | 0.5 | 0 | 2200 | PRO-EL doo Bugojno | not identified | not identified |  | private | [5 empty] | operational<5 | 2016 | [15 empty] | Not identified |  | https://www.wbif.eu/content/stream//Sites/website/library/WBEC-REG-ENE-01-170508-BR1-Past-and-Future-Role-of-Hydropower.pdf, http://www.bicakcic.ba/bs-ba/Novosti/Clanak/Zavr%C5%A1etak_radova_na_mHE_Kordi%C4%87i
BA | Bosnia and Herzegovina | Hum | Jesenica | Bosna |  | Greenfield |  |  |  |  | 0.65 | 0 | 2800 | Eskimo S2 doo Travnik | not identified | not identified |  | private |  | 2011 |  |  |  | operational 5-10 | 2012 | [15 empty] | Not identified |  | https://www.wbif.eu/content/stream//Sites/website/library/WBEC-REG-ENE-01-170508-BR1-Past-and-Future-Role-of-Hydropower.pdf, http://www.ferk.ba/_ba/images/stories/2012/1104-dz-eskimo-s2-mhe-hum-bs.pdf
BA | Bosnia and Herzegovina | Podstinje | Bila | Bosna | Travnik | Greenfield |  |  |  |  | 0.4 | 0 | 1600 | Eskimo S2 doo Travnik | not identified | not identified |  | private |  | 2007 |  |  |  | operational 5-10 | 2010 | [15 empty] | Not identified |  | https://www.wbif.eu/content/stream//Sites/website/library/WBEC-REG-ENE-01-170508-BR1-Past-and-Future-Role-of-Hydropower.pdf, http://www.ferk.ba/_ba/images/stories/dozvole/2009/5_0925_dz_pzi_podstinje_e_s2_bs.pdf, http://www.ferk.ba/_hr/images/stories/2016/dozvola_eskimo_s2_hr.pdf
BA | Bosnia and Herzegovina | Vileska 1 | Vileska | Vrbas | Bugojno | Greenfield |  |  |  |  | 0.35 | 0 | 1600 | Eskimo S2 doo Travnik | not identified | not identified |  | private |  | 2010 |  |  |  | operational 5-10 | 2011 | [15 empty] | Not identified |  | https://www.wbif.eu/content/stream//Sites/website/library/WBEC-REG-ENE-01-170508-BR1-Past-and-Future-Role-of-Hydropower.pdf, http://www.ferk.ba/_hr/images/stories/2016/dozvola_eskimo_s2_hr.pdf
BA | Bosnia and Herzegovina | Vileska 2 | Vileska | Vrbas | Bugojno | Greenfield |  |  |  |  | 0 | 0.14 | 0.56 | Falls Bugojno | not identified | not identified |  | private |  | 2012 |  |  |  | potential | N/A | [15 empty] | None |  | http://www.senoworks.com/vlada/izvjestaj-o-stanju-okolisa.pdf
BA | Bosnia and Herzegovina | Duboko | Duboski potok | Bosna | Novi Travnik | Greenfield |  |  |  |  | 0.4 | 0 | 2790 | Eskimo S2 doo Travnik | not identified | not identified |  | private |  | 2012 |  |  |  | operational<5 | 2015 | [15 empty] | Not identified | Operating permit issued in 2015 so assumed in operation. | http://www.ferk.ba/_hr/images/stories/2016/dozvola_eskimo_s2_hr.pdf, http://www.senoworks.com/vlada/izvjestaj-o-stanju-okolisa.pdf
BA | Bosnia and Herzegovina | Velici | Bunta | Vrbas | Bugojno | Greenfield |  |  |  |  | 0 | 0.148 | 765 | Velici Bugojno | not identified | not identified |  | private |  | 2012 |  |  |  | potential | N/A | [15 empty] | None |  | http://www.senoworks.com/vlada/izvjestaj-o-stanju-okolisa.pdf, https://www.bug.ba/elektroenergetski-potencijali-bugojna.html
BA | Bosnia and Herzegovina | Zlatac | Bunta | Vrbas | Bugojno | Greenfield |  |  |  |  | 0 | 0.085 | 390 | Elektrovolt Bugojno | not identified | not identified |  | private |  | 2012 |  |  |  | potential | N/A | [15 empty] | None |  | http://www.senoworks.com/vlada/izvjestaj-o-stanju-okolisa.pdf, https://www.bug.ba/elektroenergetski-potencijali-bugojna.html
BA | Bosnia and Herzegovina | Planinica | Bunta | Vrbas | Bugojno | Greenfield |  |  |  |  | 0 | 0.1 | 500 | Elektrovolt Bugojno | not identified | not identified |  | private |  | 2012 |  |  |  | potential | N/A | [15 empty] | None |  | http://www.senoworks.com/vlada/izvjestaj-o-stanju-okolisa.pdf, https://www.bug.ba/elektroenergetski-potencijali-bugojna.html
BA | Bosnia and Herzegovina | Tulova | Bunta | Vrbas | Bugojno | Greenfield |  |  |  |  | 0 | 0.12 | 540 | Dedic Company Bugojno | not identified | not identified |  | private |  | 2012 |  |  |  | potential | N/A | [15 empty] | None |  | http://www.senoworks.com/vlada/izvjestaj-o-stanju-okolisa.pdf, https://www.bug.ba/elektroenergetski-potencijali-bugojna.html
BA | Bosnia and Herzegovina | Centar (Lasva) | Lasva | Bosna | Vitez | Greenfield |  |  |  |  | 0 | 0.9 | 4558 | Val Brana Vitez | not identified | not identified |  | private |  | 2015 |  |  |  | concession awarded | N/A | [15 empty] | Not identified |  | http://www.sbk-ksb.gov.ba/files/2015_JAVNI%20KONKURS%20ZA%20MHE%202015.pdf, list of concessions from Srednobosanski kanton obtained by Center for Environment in 2016.
BA | Bosnia and Herzegovina | Usce (Lasva) | Lasva | Bosna | Vitez | Greenfield |  |  |  |  | 0 | 0.9 | 4439 | Pole Extra d.o.o. Novi Travnik | not identified | not identified |  | private |  | 2015 |  |  |  | concession awarded | N/A | [15 empty] | Not identified |  | http://www.sbk-ksb.gov.ba/files/2015_JAVNI%20KONKURS%20ZA%20MHE%202015.pdf, list of concessions from Srednobosanski kanton obtained by Center for Environment in 2016, https://bizreg.pravosudje.ba
BA | Bosnia and Herzegovina | Hrdjenovac/Hrdenovac | Hrdjenovac/Hrdenovac | Vrbas | Gornji Vakuf/Uskoplje | Greenfield |  |  |  |  | 0 | 0.4 | 4200 | Illumino Gornje Vakuf/Uskoplje | not identified | not identified |  | private |  | 2015 |  |  |  | concession awarded | N/A | [15 empty] | Not identified |  | http://www.sbk-ksb.gov.ba/files/2015_JAVNI%20KONKURS%20ZA%20MHE%202015.pdf, list of concessions from Srednobosanski kanton obtained by Center for Environment in 2016.
BA | Bosnia and Herzegovina | Obarnica | Lasva | Bosna | Busovaca | Greenfield |  |  |  |  | 0 | 0.98 | 5890 | "Jess" Busovaca | not identified | not identified |  | private |  | 2015 |  |  |  | concession awarded | N/A | [15 empty] | Not identified |  | http://www.sbk-ksb.gov.ba/files/2015_JAVNI%20KONKURS%20ZA%20MHE%202015.pdf, list of concessions from Srednobosanski kanton obtained by Center for Environment in 2016.
BA | Bosnia and Herzegovina | Rijeka (Lasva) | Lasva | Bosna | Vitez | Greenfield |  |  |  |  | 0 | 0.9 | 4588 | Gudelj Vitez | not identified | not identified |  | private |  | 2015 |  |  |  | concession awarded | N/A | [15 empty] | Not identified |  | http://www.sbk-ksb.gov.ba/files/2015_JAVNI%20KONKURS%20ZA%20MHE%202015.pdf, list of concessions from Srednobosanski kanton obtained by Center for Environment in 2016.
BA | Bosnia and Herzegovina | Zlokuce | Vileska | Vrbas | Bugojno | Greenfield |  |  |  |  | 0 | 0.265 | 1300 | Eskimo S2 doo Travnik | not identified | not identified |  | private |  | 2015 |  |  |  | concession awarded | N/A | [15 empty] | Not identified |  | http://www.sbk-ksb.gov.ba/files/2015_JAVNI%20KONKURS%20ZA%20MHE%202015.pdf, list of concessions from Srednobosanski kanton obtained by Center for Environment in 2016.
BA | Bosnia and Herzegovina | Dubrava | Kozica | Vrbas |  | Greenfield |  |  |  |  | 3.13 | 0 | 13700 | Wind-Neretva doo Konjic | not identified | not identified |  | private |  | 2009 |  |  |  | operational<5 | 2015 | [15 empty] | Not identified |  | https://www.wbif.eu/content/stream//Sites/website/library/WBEC-REG-ENE-01-170508-BR1-Past-and-Future-Role-of-Hydropower.pdf, http://www.ferk.ba/_ba/images/stories/dozvole/2007/1602_preth_dozvola_wind_neretva_mhed_bs.pdf
BA | Bosnia and Herzegovina | Vares | Stavnja | Bosna | Vares | Greenfield |  |  |  |  | 1.3 | 0 | 3900 | EKO ENERGY doo Tesanj | not identified | not identified |  | private | [5 empty] | operational<5 | 2016 | [15 empty] | Not identified |  | https://www.wbif.eu/content/stream//Sites/website/library/WBEC-REG-ENE-01-170508-BR1-Past-and-Future-Role-of-Hydropower.pdf, http://gradjevinarstvo.ba/izgradnja-mhe-vares/, https://unze.ba/wp-content/uploads/2016/10/KEAP-ZDK-2017-2025.pdf
BA | Bosnia and Herzegovina | Krusevo Brdo 1 | Vrbanja | Vrbas | Kotor Varos | Greenfield |  |  |  |  | 0 | 0.249 |  | Aleksandar Acimovac, Aleksandar Stanivukovic | not identified | not identified |  | private | [5 empty] | planned | N/A | [15 empty] | Not identified | Active local opposition as of August 2017 | http://www.vladars.net/sr-SP-Cyrl/Vlada/Ministarstva/mgr/Documents/%D0%94%D0%BE%D0%BA%D0%B0%D0%B7%D0%B8%20%D1%83%D0%B7%20%D0%B7%D0%B0%D1%85%D1%82%D1%98%D0%B5%D0%B2%20%D0%B7%D0%B0%20%D0%95%D0%94%20%D0%9C%D0%A5%D0%95%20%D0%9A%D1%80%D1%83%D1%88%D0%B5%D0%B2%D0%BE%20%D0%B1%D1%80%D0%B4%D0%BE%20%D0%9A%D0%BE%D1%82%D0%BE%D1%80%20%D0%92%D0%B0%D1%80%D0%BE%D1%88_135723222.pdf, https://www.mojkotorvaros.com/kotor-varos/video-protest-protiv-izgradnje-hidroelektrane-i-unistavanja-vrbanje/14593
BA | Bosnia and Herzegovina | Sedinac | Sedinac stream | Vrbas | Jajce | Greenfield |  |  |  |  | 0.4 | 0 | 2085 | Mlinpek Zitar Jajce | not identified | not identified |  | private |  | 2010 |  |  |  | unclear | N/A | [15 empty] | Not identified | Local people blocked works in 2010, not clear what happened after that | http://www.capital.ba/izgradnja-hidrocentrale-se-nastavlja-srbi-ostaju-bez-vode/, http://www.glassrpske.com/drustvo/vijesti/Sukobili-se-policija-i-pripadnici-obezbjedjenja/lat/46860.html
BA | Bosnia and Herzegovina | Mliniste | Mliniste | Bosna | Vitez | Greenfield |  | Planina Kruscica | Protected Landscape | Inside | 0 | 0.175 | 761 | Halt Vitez | not identified | not identified |  | private |  | 2007 |  |  |  | potential | N/A | [15 empty] | None | Not foreseen in the special purpose spatial plan for Kruscica mountain protected landscape | http://www.senoworks.com/vlada/izvjestaj-o-stanju-okolisa.pdf, http://www.opcinavitez.info/upload/SluzbeniGlasnik/2016/Sluzbeni%20glasnik%202-16%20-%20Finalno.pdf
BA | Bosnia and Herzegovina | Merdani | Lasva | Bosna | Busovaca | Greenfield |  |  |  |  | 0 | 2.2 | 11516 | HE Grablje Busovaca | not identified | not identified |  | private |  | 2007 |  |  |  | planned | N/A | [15 empty] | None | Environmental permit re-issued in 2013, energy permit requested in 2014. | http://www.fmoit.gov.ba/userfiles/file/IZDATE%20OKOLINSKE%20DOZVOLE%20U%20FEDERACIJI%20BiH%20u%202013-nova%20P.pdf, http://www.fmeri.gov.ba/obavjestenje-za-javnost-energetske-dozvole-2.aspx, Srednobosanski kanton concession list
BA | Bosnia and Herzegovina | Spreca | Spreca | Bosna | Gracanica | Greenfield |  |  |  |  | 0 | 0.9 | 3150 | EEH-Hidroenergija Gracanica | not identified | not identified |  | private |  | 2016 |  |  |  | under construction | N/A | [15 empty] | Not identified |  | http://www.fmeri.gov.ba/obavjestenje-za-javnost-energetske-dozvole-7.aspx, https://www.faktor.ba/vijest/vlada-tk-dodijelila-koncesiju-preduzecu-iz-gracanice-grade-prvu-mini-hidroelektranu-na-rijeci-spreci-166307, http://www.vladatk.kim.ba/Ministarstva/MPUZO/13/Zahtjev-dopunjen-EEH-HIDROENERGIJA.pdf, 2016 response from Tuzlanski Kanton to information request by Center for Environment, http://avaz.ba/lokalne-vijesti/tuzlanski-kanton/327611/iz
BA | Bosnia and Herzegovina | Podjezera | Jezeracka/Stupnicka | Bosna | Zenica | Greenfield |  |  |  |  | 0.6 | 0 |  | EKO ENERGY doo Tesanj | not identified | not identified |  | private |  | 2015 |  |  |  | operational<5 | 2017 | [15 empty] | Not identified | Date of concession is for transfer from Eling to Eko Energy, not the original issue. As of autumn 2017, in test operation. | http://operatoroieiek.ba/wp-content/uploads/2017/11/WEB-oktobar.pdf, http://www.zdk.ba/sjednicevlade/sjednice2015/25sjednica/25-03_31-08-2015.pdf
BA | Bosnia and Herzegovina | Pepelari | Pepelarska rijeka | Bosna | Zenica/Zepce | Greenfield |  |  |  |  | 0 | 0.4 |  | EMY d.o.o. Zenica | not identified | not identified |  | private | [5 empty] | planned | N/A | [15 empty] | Not identified |  | https://unze.ba/wp-content/uploads/2016/10/KEAP-ZDK-2017-2025.pdf, https://www.akta.ba/bs/Tender/javni-poziv-za-dodjelu-koncesije-za-projektovanje-izgradnju-koristenje-i-prijenos-male-hidroelektrane-pepelari-na-pepelarskoj-rijeci/115560, http://zepce.ba/zdk/item/2714-odr%C5%BEana-javna-rasprava-u-postupku-izdavanja-okoli%C5%A1ne-dozvole-za-izgradnju-mhe-%E2%80%9Epepelari%E2%80%9C
BA | Bosnia and Herzegovina | Zuca rijeka | Zuca | Bosna | Kakanj | Greenfield |  |  |  |  | 0 | 0.5 | 2102 | Deela doo Kakanj | not identified | not identified |  | private |  | 2014 | 30 |  |  | planned | N/A | [15 empty] | Not identified |  | http://fipa.gov.ba/doc/web_dokumenti/MHE%20Zuca.pdf, http://www.sarajevobusinessforum.com/static/document/projects/2016/ENERGY/E-209-2016/E%20209.pdf, https://unze.ba/wp-content/uploads/2016/10/KEAP-ZDK-2017-2025.pdf, http://www.zdk.ba/sluzbene-novine 08.07.2014
BA | Bosnia and Herzegovina | Usce (Kakanj) | Mala rijeka | Bosna | Kakanj | Greenfield |  |  |  |  | 0 | 0.18 | 935 | Deela doo Kakanj | not identified | not identified |  | private |  | 2014 | 30 |  |  | planned | N/A | [15 empty] | Not identified |  | http://www.zdk.ba/sluzbene-novine 08.07.2014, http://www.sarajevobusinessforum.com/static/document/projects/2016/ENERGY/E-209-2016/E%20209.pdf, https://unze.ba/wp-content/uploads/2016/10/KEAP-ZDK-2017-2025.pdf,
BA | Bosnia and Herzegovina | Marusici | Marusicka rijeka | Bosna | Kakanj | Greenfield |  |  |  |  | 0 | 0.34 | 1749 | Deela doo Kakanj | not identified | not identified |  | private |  | 2014 | 30 |  |  | planned | N/A | [15 empty] | Not identified |  | http://www.zdk.ba/sluzbene-novine 08.07.2014, http://www.sarajevobusinessforum.com/static/document/projects/2016/ENERGY/E-209-2016/E%20209.pdf, https://unze.ba/wp-content/uploads/2016/10/KEAP-ZDK-2017-2025.pdf,
BA | Bosnia and Herzegovina | Brezicani | Skakavicki potok | Vrbas | Donji Vakuf | Greenfield |  |  |  |  | 0 | 0.09 | 441 | None yet | None yet | [8 empty] | offered for investment | N/A | [15 empty] | None | Was offered for concession but no information found on actual concession being signed. | http://www.sbk-ksb.gov.ba/files/2015_JAVNI%20KONKURS%20ZA%20MHE%202015.pdf, http://www.donji-vakuf.ba/index.php/opcinsko-vijece/sluzbeni-glasnik-opcine/doc_view/124-broj-03-2012.html
BG_HP_1000 | Bulgaria | Downstream Bachkovo | Chepelare | Maritsa/Evros | Asenovgrad | Unclear | [7 empty] | not identified | not identified | not identified | [7 empty] | unclear | N/A | [15 empty] | N/A | Insufficient information available | http://eea.government.bg/wp/publicregister
BG_HP_1002 | Bulgaria | Lopyan | Stara Reka | Danube | Etropole | Greenfield | 42.846944,24.088888 |  |  |  | 0.2 | 0 |  | Valideks Ltd | not identified | Bulgaria |  | private | [5 empty] | operational>10 | 2006 | [15 empty] | Not identified |  | http://dams.reki.bg/0156-dam/0156-dam https://translate.google.hr/translate?hl=hr&sl=bg&tl=en&u=http%3A%2F%2Fvsichkifirmi.com%2F194390-firma-valideks-eood https://translate.google.bg/translate?hl=hr&sl=bg&tl=en&u=http%3A%2F%2Fwikimapia.org%2F23299450%2Fbg%2F%D0%92%D0%95%D0%A6-%D0%9B%D0%BE%D0%BF%D1%8F%D0%BD https://translate.google.bg/translate?hl=hr&sl=bg&tl=en&u=http%3A%2F%2Fvalidex-bg.com%2Fvec.html,
BG_HP_1025 | Bulgaria | Iskra | Iskar | Danube | Roman | Greenfield | 43.155388,23.923777 |  |  |  | 1.5 | 0 |  | Varia Ltd | Iskra Energy | Bulgaria |  | private | [5 empty] | operational>10 | 2005 | EUR | 1.5 | 1.74 | [6 empty] | United Bulgarian Bank (UBB) | Completed | 1.74 |  |  |  | Yes | They received a total of EUR 1.73 million from the Bank and later on one of the owners bought out the rest with EUR 2 million and repaid the bank debt, but it is not clear where this latter money came from. | http://dams.reki.bg/0117-dam/0117-dam, http://vei-bg.org/en/projects/hydro-pp-andquot%3biskraandquot%3b-417 http://www.justice.government.bg/40/
BG_HP_1026 | Bulgaria | Kunino | Iskar | Danube | Roman | Greenfield | 43.174166,23.970277 | Karlukovo BG0001014 | Natura 2000 | Inside | 4.41 | 0 |  | Kunino Energy JSC | Rosslyn Capital Partners | Bulgaria |  | private | [5 empty] | operational<5 | 2013 | EUR | 8.48 | 8.48 | [12 empty] | Not identified | DSK Bank loan extended after operation started - EUR 8.84 million. Rosslyn Partners is a private equity fund based in Sofia. Board member is from Rosslyn Partners | http://www.rosslyncp.com/index.php?m=portfolio, http://dams.reki.bg/0142-dam/0142-dam, http://hpp-kunino.bg/gb/introduction
BG_HP_1027 | Bulgaria | Retizhe 2 (Ilieva cherkva) | Retizhe | Mesta/Nestos | Bansko | Existing | 41.730593,23.580638 | Reka Mesta BG0001021 | Natura 2000 | Inside | 0.8 | 0 |  | Avers Ltd Blagoevgrad | Venture Equity Bulgaria JSC | Bulgaria |  | private | 3 |  |  |  |  | operational>10 | 2004 | EUR | 2 | 2 | [6 empty] | Allianz Bank Bulgaria | Completed | 6 |  |  |  | Yes | Venture equity own 50%. There are two loans - one of EUR 6 million to Allianz which was recenly repaid and one of EUR 5 million to CiBank which is current as refinancing | http://www.avers-bg.eu/ http://www.venture-equity-bg.com/ former CiBank https://dams.reki.bg/0352-dam/0352-dam http://www.justice.government.bg/40/
BG_HP_1028 | Bulgaria | Retizhe 3 | Retizhe | Mesta/Nestos | Bansko | Existing | 41.738799,23.617693 | Reka Mesta BG0001021 | Natura 2000 | Inside | 4.95 | 0 |  | Avers Ltd Blagoevgrad | Venture Equity Bulgaria JSC | Bulgaria |  | private | 3 |  |  |  |  | operational>10 | 2004 | EUR | 2 | 2 | [6 empty] | Allianz Bank Bulgaria | Completed | See Retizhe 2 |  |  |  | Yes | Venture equity own 50%. There are two loans - one of EUR 6 million to Allianz which was recenly repaid and one of EUR 5 million to CiBank which is current as refinancing | http://www.avers-bg.eu/ http://www.venture-equity-bg.com/ former CiBank https://dams.reki.bg/0352-dam/0352-dam
BG_HP_1029 | Bulgaria | Yantra river | Yantra | Danube | Gabrovo | Existing | 42.960491,25.312763 | Reka Yantra BG0000610 Skalsko BG0000263 | Natura 2000 | Inside | 0.25 | 0 |  | VEC Hristo Lulev | natural persons | Bulgaria |  | private | [5 empty] | operational>10 | 1937 | [15 empty] | N/A | It is not clear when the HPP was put into operation: 1905, 1911, 1937. It is owned by 12 physical persons, all Bulgarians | https://dams.reki.bg/0347-dam/0347-dam, https://pubs.naruc.org/pub.cfm?id=538F0A5C-2354-D714-51D1-E17C7088F4ED
BG_HP_1030 | Bulgaria | Pancharevo | Iskar | Danube | Pancharevo | Greenfield | 42.581669,23.392524 |  |  |  | 0.4 | 0 |  | Pancharevo o.o.d. | Nedjin Brothers | Bulgaria |  | private | [5 empty] | operational 5-10 | 2012 | EUR | 0.52 | 0.52 | 0.12 | [5 empty] | Alpha Bank Bulgaria - EuroBank | Invested | 0.39 |  |  |  | Yes |  | http://dams.reki.bg/0206-dam/0206-dam http://www.justice.government.bg/40/
BG_HP_1031 | Bulgaria | Siroko/Sirocco/Cherni Vit | Cherni Vit | Vit | Teteven | Greenfield | 42.831777,24.200722 | Centralen Balkan Buffer BG0001493 and BG0002128 | Natura 2000 | Inside | 0.41 | 0 |  | Consortium Eco Balkan Energy Company o.o.d | Djaret Internetional Cypros 60% and loal bulgarian | Bulgaria |  | private | [5 empty] | operational>10 | 2007 | EUR | 1.56 | 1.56 | [6 empty] | Investbank | Invested | 1.56 |  |  |  | Yes | Ineffective fish passage. Designed by SWECCO Bulgaria ; Loan registered in the Pledge registry, | http://dams.reki.bg/0265-dam/0265-dam, http://www.wwf.bg/what_we_do/rivers/free_fish/news/ http://www.justice.government.bg/40/
BG_HP_1034 | Bulgaria | Krastavichka | Krastavichka | Ogosta i zapadno ot Ogosta |  | Greenfield | 43.460536,22.666789 | Zapaden Balkan BG0002002 Zapadna Stara planina i Predbalkan BG0001040 | Natura 2000 | Inside | 0 | 0.5 |  | Ekolonia | not identified |  |  |  |  | 2006 |  |  |  | unclear | N/A | [15 empty] | None | Insufficient information available. The water permit expired in 2016 | http://eea.government.bg/wp/publicregister
BG_HP_1036 | Bulgaria | Ratidje/Retizhe | Retizhe | Mesta/Nestos | Bansko | Existing | 41.759638,23.658250 | Reka Mesta BG0001021 | Natura 2000 | Inside | 0.18 | 0 |  | Hidrovat AD | not identified | [8 empty] | operational>10 | 1998 | [15 empty] | N/A | There are 3 more plants called Retizhe on the same river but they are a separate cascade with a different project sponsor. The company is owned by Bulgarian natural persons. From the financial report is evident they do not have any loans extended. | http://vei-bg.org/en/projects/mhydro-pp-andquot%3bretizheandquot%3b-472, http://dams.reki.bg/0242-dam/0242-dam
BG_HP_1037 | Bulgaria | Buynovska | Buynovska | Maritsa/Evros | Borino | Existing | 41.608035,24.323746 | Zapadni Rodopi BG0001030 Trigrad-Mursalica BG0002113 | Natura 2000 | Inside | 0.35 | 0 |  | MVEC Buynovska Ltd | Leas company LEADER | Bulgaria |  | private | [5 empty] | operational>10 | 2000 | [15 empty] | N/A | Owned by natural person, who bought it from Leasing company LEADER | http://dams.reki.bg/0034-dam/0034-dam http://vei-bg.org/en/projects/mhydro-pp-andquot%3bbuinovskaandquot%3b-527
BG_HP_1038 | Bulgaria | Dolna Beshovitsa | Iskar | Iskur | Roman | Greenfield | 43.168277,23.897638 |  |  |  | 0 | 3.23 |  | VETS DOLNA BESHOVITSA EOOD | Kiril Domuschiev | Bulgaria |  | private |  | 2010 |  |  |  | unclear | N/A | [15 empty] | None | Project owned by big pharma owner, shipyard owner, etc | http://eea.government.bg/wp/publicregister
BG_HP_1039 | Bulgaria | Tvurditsa | Tvardishka | Tundzha | Tvurditsa | Greenfield | 42.716999,25.902583 42.715500,25.905250 | Tvardisha planina BG0000211 | Natura 2000 | Inside | 0.3 | 0 |  | Kutra SS | not identified | Bulgaria |  | private | 2 |  |  |  |  | operational<5 | 2013 | [12 empty] | EU Rural Development Programme (Bulgaria) |  | 0.2 | Yes | There are 2 HPP projects next to the town of Tvurditsa. Here we have listed the operational one - Kutra-Tvarditsa | https://dams.reki.bg/0280-dam/0280-dam https://dfz.bivol.bg/?q=%D0%9A%D0%A3%D0%A2%D0%A0%D0%90%20%D0%A1%D0%A1
BG_HP_1066 | Bulgaria | Pesnopoi | Malka Arda | Maritsa/Evros | Ardino | Greenfield |  | Rodopi Sredni | Natura 2000 | Inside | 0 | 6.8 |  | None yet | None yet | [8 empty] | potential | N/A | [15 empty] | None | This is mentioned in a World Bank study on potentials as one of three small plants that could be part of the Gorna Arda project. However they are not usually mentioned publicly as part of the project and Srednogortsi already has a small HPP, so it is not clear whether they will be included or not, if the project does go ahead. | https://openknowledge.worldbank.org/bitstream/handle/10986/14545/299980v20REV0B1Annexes0A1L01PUBLIC1.pdf?sequence=1
BG_HP_1067 | Bulgaria | Srednogortsi | Arda | Maritsa/Evros | Madan | Existing | 41.527124,24.912575 |  |  |  | 0.79 | 0 |  | VETS - Madan 2000 e.o.o.d. | not identified | Bulgaria |  | private | [5 empty] | operational>10 | 2003 | [15 empty] | Not identified | Loan extended after the operation started by EFG Eurobank - Postbank Bulgaria for 0.7 | https://openknowledge.worldbank.org/bitstream/handle/10986/14545/299980v20REV0B1Annexes0A1L01PUBLIC1.pdf?sequence=1, http://vei-bg.org/en/projects/hydro-pp-andquot%3bsrednogortsi-2000andquot%3b-310
BG_HP_1068 | Bulgaria | Malka Arda | Malka Arda | Maritsa/Evros |  | Greenfield |  |  |  |  | 0 | 3.2 |  | not identified | not identified | [8 empty] | potential | N/A | [15 empty] | None | This is mentioned in a World Bank study on potentials as one of three small plants that could be part of the Gorna Arda project. However they are not usually mentioned publicly as part of the project and Srednogortsi already has a small HPP, so it is not clear whether they will be included or not, if the project does go ahead. | https://openknowledge.worldbank.org/bitstream/handle/10986/14545/299980v20REV0B1Annexes0A1L01PUBLIC1.pdf?sequence=1
BG_HP_1069 | Bulgaria | Rabisha | Tolovitsa | Vidbol | Makresh | Greenfield | 43.7464, 22.5847 |  |  |  | 1 | 0 |  | RABISHA- EL | HEC HYDROENERGOSTROY | Bulgaria |  | private | [5 empty] | operational>10 | 2006 | [15 empty] | Not identified | Raiffeisenbank (Bulgaria) extended loan after operation started for 0.45 mil EUR which is now completed. Coordinates are not precise | https://hec.bg/services/hydropower, http://vei-bg.org/en/projects/hydro-pp-andquot%3brabishaandquot%3b-1143
BG_HP_1200 | Bulgaria | Silistra - Calarasi | Danube | Black Sea | Silistra | Greenfield |  |  |  |  | 0 | 265 |  | None yet | None yet | [8 empty] | potential | N/A | [15 empty] | None | No visible progress in recent years, but still mentioned in political statements | https://renewables.seenews.com/news/bulgaria-to-revive-joint-hydropower-projects-with-romania-234147, http://www.president.bg/news2438/rosen-plevneliev-dvustranniyat-stokoobmen-e-istinskiyat-pokazatel-za-otlichnite-ni-otnosheniya-s-rumaniya.html&lang=en
BG_HP_1201 | Bulgaria | Nikopol - Turnu Magurele | Danube | Black Sea |  | Greenfield |  | Belene Islands Complex | Ramsar site | Inside | 0 | 440 |  | None yet | None yet | [8 empty] | potential | N/A | [15 empty] | None | No visible progress in recent years, but still mentioned in political statements | https://renewables.seenews.com/news/bulgaria-to-revive-joint-hydropower-projects-with-romania-234147, http://www.president.bg/news2438/rosen-plevneliev-dvustranniyat-stokoobmen-e-istinskiyat-pokazatel-za-otlichnite-ni-otnosheniya-s-rumaniya.html&lang=en
BG_HP_384 | Bulgaria | Tzankov Kamak | Vacha | Maritsa/Evros | Devin | Greenfield | 41.822761,24.442390 | Trigrad-Mursalica BG0002113 | Natura 2000 | Inside | 86 | 0 |  | NEK AD | NEK AD | Austria |  | public | 5 |  |  |  | Alpine Bau, Minstroy, PÖYRY ENERGY GmbH | operational 5-10 | 2008 | EUR | 500 | 500 | [6 empty] | VA TECH Finance | Completed |  | Oesterreichische Kontrolbank Aktiengellschaft (OeKB) | Completed | 100 | Yes | OeKB also provided insurance of four additional export credit agencies: Coface from France; Hermes from Germany; EKN from Sweden and Egap from the Czech Republic. The price escalated to nearly 500 mil EUR because of the expensive construction of a new road and because the bottom of the dam had to be covered with concrete because the water disapears into the karst. The project was funded by a pool of banks, but it is not 100% clear which of the listed, because the National Electric Company might have other loans extended: Fortis Bank Belgium, Unicredit Bank Austria, Societe General France, Raiffeisenbank International, Credit Swiss, London, Credit Swiss International, London, these banks have all extended credits, and are listed to have pledges. Half of the sum (100 million Euro) is covered by an export credit, guaranteed by the Austrian bank Oesterreichische Kontrolbank Aktiengellschaft (OeKB). The rest of the sum is covered by commercial credit. The overall financing includes the following participants: VA TECH Finance - Leading bank - organizer; Bank Austria Creditanstalt - Bank organizer of the export credit amounting to EUR 100 million with the following banks: Fortis Bank, Raiffeisen Zentralbank, Societe Generale; Credit Suisse First Boston - Bank organizer of the commercial credits. Oesterreichische Kontrolbank Aktiengellschaft (OeKB) provides the export insurance, covering the political and the commercial risks of the export credit amounting to EUR 100 million. First pilot project under the joint implementation scheme to the Kyoto Protocol based on a Memorandum of Understanding between the Republic of Bulgaria and the Republic of Austria | http://www.minstroy.com/index651a.html?id=147 https://dams.reki.bg/0497-dam/0497-dam http://vec.nek.bg/stations_ck.htm http://www.justice.government.bg/40/
| Bulgaria | Tzankov Kamak |  |  |  | Additional row: Multiple financing sources | [17 empty] | operational<5 | [10 empty] | Unicredit - Bank Austria Creditanstalt | Completed |  |  |  |  | Yes | Bank Austria Creditanstalt was organizer of the commercial export credit with Fortis Bank, Raiffeisen Zentralbank, Societe Generale | http://www.minstroy.com/index651a.html?id=147 https://dams.reki.bg/0497-dam/0497-dam http://vec.nek.bg/stations_ck.htm https://en.wikipedia.org/wiki/Tsankov_Kamak_Hydro_Power_Plant
| Bulgaria | Tzankov Kamak |  |  |  | Additional row: Multiple financing sources | [28 empty] | Fortis Bank | Completed |  |  |  |  | Yes
| Bulgaria | Tzankov Kamak |  |  |  | Additional row: Multiple financing sources | [28 empty] | Raiffeisen Zentralbank | Completed |  |  |  |  | Yes
| Bulgaria | Tzankov Kamak |  |  |  | Additional row: Multiple financing sources | [28 empty] | Societe Generale (Bulgaria) | Completed |  |  |  |  | Yes
| Bulgaria | Tzankov Kamak |  |  |  | Additional row: Multiple financing sources | [17 empty] | operational<5 | [10 empty] | Credit Suisse First Boston | Completed |  |  |  |  | Yes |  | http://www.minstroy.com/index651a.html?id=147 https://dams.reki.bg/0497-dam/0497-dam http://vec.nek.bg/stations_ck.htm https://en.wikipedia.org/wiki/Tsankov_Kamak_Hydro_Power_Plant
BG_HP_755 | Bulgaria | Teshel | Dospatska | Mesta/Nestos | Devin | Existing | 41.6629648,24.3405916 | Trigrad-Mursalica BG0002113 | Natura 2000 | Inside | 60 | 0 |  | NEK AD | Bulgarian state | Bulgaria |  | public | 5 |  |  |  |  | operational>10 | 1969 | [15 empty] | N/A | 2003-2005 the HPP was upgraded increasing the capacity by 1.5% | http://www.nek.bg/images/content/pdf/2-hpcd.pdf https://en.wikipedia.org/wiki/Teshel_Hydro_Power_Plant http://vec.nek.bg/stations_t.htm
BG_HP_756 | Bulgaria | Devin | Trigradska | Maritsa/Evros | Devin | Existing | 41.7202909,24.4251224 | Trigrad-Mursalica BG0002113 | Natura 2000 | Inside | 88 | 0 |  | NEK AD | Bulgarian state | Bulgaria |  | public | 5 |  |  |  |  | operational>10 | 1984 | [15 empty] | N/A | 2001-2003 the HPP was upgraded increasing the capacity by 10% | nek.bg/images/content/pdf/2-hpcd.pdf https://en.wikipedia.org/wiki/Devin_Hydro_Power_Plant http://vec.nek.bg/stations_d.htm
BG_HP_757 | Bulgaria | Orpheus | Vacha | Maritsa/Evros | Krichim | Existing | 41.9425,24.452222 |  |  |  | 160 | 0 |  | NEK AD | Bulgarian state | Bulgaria |  | public | 5 |  |  |  |  | operational>10 | 1975 | [15 empty] | N/A | Pumped storage plant | nek.bg/images/content/pdf/2-hpcd.pdf http://vec.nek.bg/stations_o.htm https://en.wikipedia.org/wiki/Orphey_Hydroelectric_Power_Station
BG_HP_758 | Bulgaria | Krichim | Vacha | Maritsa/Evros | Krichim | Existing | 41.992222,24.468611 |  |  |  | 80 | 0 |  | NEK AD | Bulgarian state | Bulgaria |  | public | 5 |  |  |  |  | operational>10 | 1972 | [15 empty] | N/A |  | nek.bg/images/content/pdf/2-hpcd.pdf https://en.wikipedia.org/wiki/Krichim_Hydro_Power_Plant http://vec.nek.bg/stations_gk.htm
BG_HP_759 | Bulgaria | Kardzhali | Arda | Maritsa/Evros | Kardzhali | Existing | 41.633333,25.34 |  |  |  | 124 | 0 |  | NEK AD | Bulgarian state | Bulgaria |  | public | 3 |  |  |  |  | operational>10 | 1963 | [15 empty] | N/A | 2007- 2010 rehabilitation | nek.bg/images/content/pdf/2-hpcd.pdf https://en.wikipedia.org/wiki/Kardzhali_Hydroelectric_Power_Station http://vec.nek.bg/stations_k.htm
BG_HP_760 | Bulgaria | Chaira | Chairska | Maritsa/Evros | Belovo | Existing | 42.158889,23.870833 |  |  |  | 864 | 0 |  | Energoproekt AD | NEK EAD | Bulgaria |  | public | 3 |  |  |  |  | operational>10 | 1995 | [15 empty] | Yes | Third of 3 hydros in cascade Belmeken-Sestrimo-Chaira | http://www.energoproekt.bg/index.php?id=153
BG_HP_761 | Bulgaria | Byal Izvor/Madan | Arda | Maritsa/Evros | Ardino | Greenfield |  |  |  |  | 1.8 | 44 |  | NEK current owner of SHPP, Gorna Arda company for future, larger plant | EVN, NEK | Austria, Bulgaria | 70%, 30% | public-private | 3 |  |  |  |  | planned | N/A | [15 empty] | None | This is an existing small hydropower plant but a larger 44 MW plant called Byal Izvor is also one of the elements of the Gorna Arda project. Other sources name 'Madan' but this appears to be the name of the dam for the planned Byal Izvor plant. According to our sources the project is deemed not cost-effective by EVN and they have frozen any further work on it. | http://dams.reki.bg/0039-dam/0039-dam, http://vei-bg.org/en/projects/hydro-pp-andquot%3bbyal-izvorandquot%3b-1383, http://www.investor.bg/ikonomika-i-politika/332/a/proektyt-za-kaskada-gorna-arda-ne-e-zamrazen-192052/, http://www.idividi.com.mk/English/World/615389/index.htm, http://www.novinite.com/articles/166383/Bulgaria+Will+Not+Launch+New+N-Plant+Units+until+2024+%E2%80%93+Forecast
BG_HP_762 | Bulgaria | Gorna Arda - Ardino | Arda | Maritsa/Evros | Ardino | Greenfield |  |  | Natura 2000 | Inside | 0 | 56 |  | Gorna Arda | EVN, NEK | Austria, Bulgaria | 70%, 30% | public-private | 3 |  |  |  |  | planned | N/A | [15 empty] | None | The exact make-up of Gorna Arda is not decided yet, so it is not at the financing stage. | http://www.gornaarda.bg, http://www.investor.bg/ikonomika-i-politika/332/a/proektyt-za-kaskada-gorna-arda-ne-e-zamrazen-192052/, http://www.novinite.com/articles/166383/Bulgaria+Will+Not+Launch+New+N-Plant+Units+until+2024+%E2%80%93+Forecast
BG_HP_763 | Bulgaria | Kitnitsa/Sarnitsa (Surnitsa) | Arda | Maritsa/Evros | Ardino | Greenfield |  |  | Natura 2000 | Inside | 0 | 66 |  | Gorna Arda | EVN, NEK | Austria, Bulgaria | 70%, 30% | public-private | 3 |  |  |  |  | planned | N/A | [15 empty] | None | The exact make-up of Gorna Arda is not decided yet, so it is not at the financing stage. | http://www.gornaarda.bg, http://www.investor.bg/ikonomika-i-politika/332/a/proektyt-za-kaskada-gorna-arda-ne-e-zamrazen-192052/, http://www.novinite.com/articles/166383/Bulgaria+Will+Not+Launch+New+N-Plant+Units+until+2024+%E2%80%93+Forecast
BG_HP_764 | Bulgaria | Studen Kladenets | Arda | Maritsa/Evros | Krumovgrad | Existing | 41.641111,25.546667 |  |  |  | 81 | 0 |  | NEK EAD | NEK EAD | Bulgaria |  | public | 3 |  |  |  |  | operational>10 | 1960 | [15 empty] | N/A | Between 2007-2010 a rehabilitation was carried out increasing the capacity with 10%. It was financed by the Austrian Government under the Kyoto Protocol | nek.bg/images/content/pdf/2-hpcd.pdf http://vec.nek.bg/stations_sk.htm https://bg.wikipedia.org/wiki/%D0%9A%D0%B0%D1%81%D0%BA%D0%B0%D0%B4%D0%B0_%D0%90%D1%80%D0%B4%D0%B0
BG_HP_765 | Bulgaria | Vacha 1 | Vacha | Maritsa/Evros | Krichim | Existing | 42.027318, 24.470909 |  |  |  | 14 | 0 |  | NEK EAD | NEK EAD | Bulgaria |  | public | 5 |  |  |  |  | operational>10 | 1972 | [15 empty] | N/A | 2006 a rehabilitation was carried | nek.bg/images/content/pdf/2-hpcd.pdf http://vec.nek.bg/stations_gk.htm http://www.dams.nek.bg/Default.aspx?item=42d5f204-c230-4586-935d-955e119f6e8f
BG_HP_766 | Bulgaria | Vacha 2 | Vacha | Maritsa/Evros | Krichim | Existing | 42.034694,24.4672173 |  |  |  | 7 | 0 |  | NEK EAD | NEK EAD | Bulgaria |  | public | 5 |  |  |  |  | operational>10 | 1972 | [15 empty] | N/A | 2006 a rehabilitation was carried | nek.bg/images/content/pdf/2-hpcd.pdf http://vec.nek.bg/stations_gk.htm http://www.dams.nek.bg/Default.aspx?item=42d5f204-c230-4586-935d-955e119f6e8f
BG_HP_768 | Bulgaria | Ivaylovgrad | Arda | Maritsa/Evros | Ivaylovgrad | Existing | 41.533889,26.1075 |  |  |  | 120 | 0 |  | NEK EAD | NEK EAD | Bulgaria |  | public | 3 |  |  |  |  | operational>10 | 1964 | [15 empty] | N/A | Between 2007-2010 a rehabilitation was carried out increasing the capacity by 20%. It was financed by the Austrian Government under the Kyoto Protocol | nek.bg/images/content/pdf/2-hpcd.pdf https://en.wikipedia.org/wiki/Ivaylovgrad_Dam http://vec.nek.bg/stations_iv.htm
BG_HP_769 | Bulgaria | Belmeken | Kriva | Maritsa/Evros | Sestrimo/Belovo | Existing | 42.199444,23.858333 | Rila | National park | Inside | 375 | 0 |  | NEK EAD | NEK EAD | Bulgaria |  | public | 3 |  |  |  |  | operational>10 | 1975 | [15 empty] | N/A | First of 3 hydros in cascade Belmeken-Sestrimo-Chaira | http://vei-bg.org/en/projects/pahydro-pp-andquot%3bbelmekenandquot%3b-1406, http://www.energoproekt.bg/index.php?id=154, http://energia.elmedia.net/bg/2010-1/events/%D0%BD%D0%B0%D0%B9-%D0%B3%D0%BE%D0%BB%D0%B5%D0%BC%D0%B8%D1%8F%D1%82-%D1%85%D0%B8%D0%B4%D1%80%D0%BE%D0%B5%D0%BD%D0%B5%D1%80%D0%B3%D0%B8%D0%B5%D0%BD-%D0%BA%D0%BE%D0%BC%D0%BF%D0%BB%D0%B5%D0%BA%D1%81-%D0%B2-%D0%B1%D1%8A%D0%BB%D0%B3%D0%B0%D1%80%D0%B8%D1%8F-%D0%BA%D0%B0%D1%81%D0%BA%D0%B0%D0%B4%D0%B0-%D0%B1%D0%B5%D0%BB%D0%BC%D0%B5%D0%BA%D0%B5%D0%BD-%D1%81%D0%B5%D1%81%D1%82%D1%80%D0%B8%D0%BC%D0%BE-%D1%87%D0%B0%D0%B8%D1%80%D0%B0-%D0%BD%D0%B0%D0%B2%D1%8A%D1%80%D1%88%D0%B8-35-%D0%B3%D0%BE%D0%B4%D0%B8%D0%BD%D0%B8_00020.html, https://dams.reki.bg/0485-dam/0485-dam
BG_HP_770 | Bulgaria | Sestrimo | Maritza | Maritsa/Evros | Sestrimo;Belovo | Existing | 42.207778,23.915556 | Rila | National park | Inside | 240 | 0 |  | NEK EAD | NEK EAD | Bulgaria |  | public | 3 |  |  |  |  | operational>10 | 1975 | [15 empty] | N/A | Second of 3 hydros in cascade Belmeken-Sestrimo-Chaira | http://vei-bg.org/en/projects/hydro-pp-andquot%3bsestrimoandquot%3b-1407, http://energia.elmedia.net/bg/2010-1/events/%D0%BD%D0%B0%D0%B9-%D0%B3%D0%BE%D0%BB%D0%B5%D0%BC%D0%B8%D1%8F%D1%82-%D1%85%D0%B8%D0%B4%D1%80%D0%BE%D0%B5%D0%BD%D0%B5%D1%80%D0%B3%D0%B8%D0%B5%D0%BD-%D0%BA%D0%BE%D0%BC%D0%BF%D0%BB%D0%B5%D0%BA%D1%81-%D0%B2-%D0%B1%D1%8A%D0%BB%D0%B3%D0%B0%D1%80%D0%B8%D1%8F-%D0%BA%D0%B0%D1%81%D0%BA%D0%B0%D0%B4%D0%B0-%D0%B1%D0%B5%D0%BB%D0%BC%D0%B5%D0%BA%D0%B5%D0%BD-%D1%81%D0%B5%D1%81%D1%82%D1%80%D0%B8%D0%BC%D0%BE-%D1%87%D0%B0%D0%B8%D1%80%D0%B0-%D0%BD%D0%B0%D0%B2%D1%8A%D1%80%D1%88%D0%B8-35-%D0%B3%D0%BE%D0%B4%D0%B8%D0%BD%D0%B8_00020.html
BG_HP_771 | Bulgaria | Momina Klisoura | Kriva | Maritsa/Evros | Belovo | Existing | 42.231944,23.949444 |  |  |  | 120 | 0 |  | NEK EAD | NEK EAD | Bulgaria |  | public | 3 |  |  |  |  | operational>10 | 1974 | [15 empty] | N/A | Third of 3 hydros in cascade Belmeken-Sestrimo-Chaira | http://www.nek.bg/images/content/pdf/2-hpcd.pdf, http://vei-bg.org/en/projects/hydro-pp-andquot%3bmomina-klisuraandquot%3b-1408, https://dams.reki.bg/0487-dam/0487-dam
BG_HP_772 | Bulgaria | Batak | Chepinska | Maritsa/Evros | Peshtera | Existing | 41.9147761,24.2120264 |  |  |  | 46.8 | 0 |  | NEK EAD | NEK EAD | Bulgaria |  | public | 3 |  |  |  |  | operational>10 | 1951 | [15 empty] | N/A | 2001 rehabilitation | http://www.nek.bg/images/content/pdf/2-hpcd.pdf http://vec.nek.bg/stations_b.htm https://bg.wikipedia.org/wiki/%D0%92%D0%95%D0%A6_%D0%91%D0%B0%D1%82%D0%B0%D0%BA
BG_HP_773 | Bulgaria | Peshtera | Stara Reka | Maritsa/Evros | Peshtera | Existing | 42.0162804,24.2570239 |  |  |  | 136 | 0 |  | NEK EAD | NEK EAD | Bulgaria |  | public | 3 |  |  |  |  | operational>10 | 1959 | [15 empty] | N/A | 1997 rehabilitation from 128 to 126 MW | http://www.nek.bg/images/content/pdf/2-hpcd.pdf, http://www.energoproekt.bg/index.php?id=154 https://en.wikipedia.org/wiki/Peshtera_Hydroelectric_Power_Station http://vec.nek.bg/stations_p.htm
BG_HP_774 | Bulgaria | Aleko | Stara Reka | Maritsa/Evros | Peshtera | Existing | 42.119167,24.288889 |  |  |  | 71.4 | 0 |  | NEK EAD | NEK EAD | Bulgaria |  | public | 3 |  |  |  |  | operational>10 | 1959 | [15 empty] | N/A | 2001-2003 rehabilitation | http://www.nek.bg/images/content/pdf/2-hpcd.pdf, http://dams.reki.bg/0482-dam/0482-dam
BG_HP_775 | Bulgaria | Beli Iskar | Iskar | Danube | Samokov | Existing | 42.195833, 23.551667 | Rila | National park | Inside | 17 | 0 |  | NEK EAD | NEK EAD | Bulgaria |  | public | 3 |  |  |  |  | operational>10 | 1957 | [15 empty] | N/A |  | nek.bg/images/content/pdf/2-hpcd.pdf, http://www.netinform.net/GW/files/pdf/PDD%20Brestiom%20100602%20clean.pdf,http://vec.nek.bg/stations_bi.htm
BG_HP_776 | Bulgaria | Mala Tsarkva (Mala Tsurkva) | Iskar | Danube | Samokov | Existing | 42.2538638,23.5112286 |  |  |  | 7.7 | 0 |  | NEK EAD | NEK EAD | Bulgaria |  | public | 3 |  |  |  |  | operational>10 | 1934 | [15 empty] | N/A |  | http://vei-bg.org/en/projects/hydro-pp-andquot%3bmala-tsurkvaandquot%3b-1386, http://vec.nek.bg/stations_mc.htm
BG_HP_777 | Bulgaria | Simeonovo | Iskar | Danube | Stolichna | Existing | 42.6464768,23.335528 |  |  |  | 6.6 | 0 |  | NEK EAD | NEK EAD | Bulgaria |  | public | 3 |  |  |  |  | operational>10 | 1927 | [15 empty] | N/A |  | http://www.netinform.net/GW/files/pdf/PDD%20Brestiom%20100602%20clean.pdf, http://vec.nek.bg/stations_si.htm
BG_HP_778 | Bulgaria | Pasarel | Iskar | Danube | Stolichna | Existing | 42.544096, 23.486093 |  |  |  | 33 | 0 |  | Centrales Hydroélectriques de Bulgarie | EDF | France |  | private | 2 |  |  |  |  | operational>10 | 1956 | [15 empty] | N/A | The HPP was constructed in commuist time, them privatized to Bulgarian oligarch. as of today the owenership is not very clear, all public source link it to EDF France. the actual owner is Centrales Hydroélectriques de Bulgarie, which is then fully owned by SIIF Energies Bulgarie, France, but a media article claims that EDF has sold it to Akuo energy of France, http://www.capital.bg/biznes/kompanii/2016/11/11/2861239_gigantut_edf_si_trugva/ | nek.bg/images/content/pdf/2-hpcd.pdf
BG_HP_779 | Bulgaria | Kokalyane | Iskar | Danube | Stolichna | Existing | 42.58391,23.4281784 |  |  |  | 22.4 | 0 |  | Centrales Hydroélectriques de Bulgarie | EDF | France |  | private | 2 |  |  |  |  | operational>10 | 1956 | [15 empty] | N/A | The HPP was constructed in Commuist times, them privatized to a Bulgarian oligarch. As of today the owenership is not very clear, all public sources link it to EDF France. The actual owner is Centrales Hydroélectriques de Bulgarie, which is then fully owned by SIIF Energies Bulgarie, France, but a media article claims that EDF has sold it to Akuo energy of France, http://www.capital.bg/biznes/kompanii/2016/11/11/2861239_gigantut_edf_si_trugva/ | nek.bg/images/content/pdf/2-hpcd.pdf, http://www.netinform.net/GW/files/pdf/PDD%20Brestiom%20100602%20clean.pdf
BG_HP_780 | Bulgaria | Kalin | Rilska | Struma/Strymonas | Rila | Existing | 42.157382, 23.231204 | Rilski manastir | Nature park | Inside | 4.5 | 0 |  | BALGARSKO AKTSIONERNO DRUZHESTVO GRANITOID AD |  | Bulgaria |  | private | 4 |  |  |  |  | operational>10 | 1953 | [15 empty] | N/A | Pumped storage plant. According to our data the installed capacity is 4.1 MW, but according to the renewable energy register the combined capacity of the 4 HPPs is 22.3 MW and there is no clarity of the individual capacities | http://nek.bg/images/content/pdf/2-hpcd.pdf https://dams.reki.bg/0349-dam/0349-dam http://www.capital.bg/kpro/klasacii/gepard/2015/11/13/2648644_rust_po_voda/
BG_HP_781 | Bulgaria | Kamenitsa | Rilska Kamenitsa | Struma/Strymonas | Rila | Existing | 42.132969, 23.212976 | Rilski manastir | Nature park | Inside | 3.3 | 0 |  | BALGARSKO AKTSIONERNO DRUZHESTVO GRANITOID AD | not identified | Bulgaria |  | private | 4 |  |  |  |  | operational>10 | 1953 | [15 empty] | N/A | According to the renewable energy register the combined capacity of the 4 HPPs is 22.3 MW and there is no clarity of the individual capacities | http://dams.reki.bg/0471-dam/0471-dam, http://nek.bg/images/content/pdf/2-hpcd.pdf
BG_HP_782 | Bulgaria | Pastra | Rilska | Struma/Strymonas | Rila | Existing | 42.122500, 23.211944 |  |  |  | 5.5 | 0 |  | BALGARSKO AKTSIONERNO DRUZHESTVO GRANITOID AD | not identified | Bulgaria |  | private | 4 |  |  |  |  | operational>10 | 1953 | [15 empty] | N/A | According to the renewable energy register the combined capacity of the 4 HPPs is 22.3 MW and there is no clarity of the individual capacities | http://nek.bg/images/content/pdf/2-hpcd.pdf https://dams.reki.bg/0484-dam/0484-dam
BG_HP_783 | Bulgaria | Rila | Rilska | Struma/Strymonas | Rila | Existing | 42.131385, 23.141338 |  |  |  | 10.9 | 0 |  | BALGARSKO AKTSIONERNO DRUZHESTVO GRANITOID AD | not identified | Bulgaria |  | private | 4 |  |  |  |  | operational>10 | 1953 | [15 empty] | N/A | According to the renewable energy register the combined capacity of the 4 HPPs is 22.3 MW and there is no clarity of the individual capacities | http://nek.bg/images/content/pdf/2-hpcd.pdf https://dams.reki.bg/0490-dam/0490-dam
BG_HP_784 | Bulgaria | Klisura | Ogosta | Ogosta | Berkovitsa | Existing | 43.194900, 23.161800 | Zapadna Stara Planina i Predbalkan BG0001040 Zapaden Balkan BG0002002 | Natura 2000 | Inside | 3.5 | 0 |  | Energo - Pro Bulgaria AD/HEC/VETS Energiya Holding EAD | Energo-Pro Czech republic, owned by DK Holding Investments, s.r.o., owned by Jaromir Tesar | Czech Republic |  | private | 3 |  |  |  |  | operational>10 | 1956 | [15 empty] | N/A | Acquired by Energo-Pro in 2004 in the public register of renewable energy only the combined power of the cascade is given - 7.7 MW, which cannot be true. CESKA EXPORTNI BANKA, a.s. has extended a 67.9 mil EUR loan to Energo Pro BG, but it is not clear for which acquisition. There is a pledge over one HPP - Stara zagora. | http://dams.reki.bg/0129-dam/0129-dam, http://www.energo-pro.com/_Code/?Template=OurGroupView&RecordID=1
BG_HP_785 | Bulgaria | Barzia | Ogosta | Ogosta | Berkovitsa | Existing | 43.168694, 23.155434 | Zapadna Stara Planina i Predbalkan BG0001040 Zapaden Balkan BG0002002 | Natura 2000 | Inside | 5.6 | 0 |  | Energo - Pro Bulgaria AD/HEC/VETS Energiya Holding EAD | Energo-Pro Czech republic, owned by DK Holding Investments, s.r.o., owned by Jaromir Tesar | Czech Republic |  | private | 3 |  |  |  |  | operational>10 | 1956 | [15 empty] | N/A | Acquired by Energo-Pro in 2004. In the public register of renewable energy only the combined power of the cascade is given - 7.7 MW, which cannot be true. CESKA EXPORTNI BANKA, a.s. extended a 67.9 mil EUR to Energo Pro BG, but it is not clear for what. there is a pledge over one HPP - Stara zagora | nek.bg/images/content/pdf/2-hpcd.pdf, http://dams.reki.bg/0038-dam/0038-dam, http://www.energo-pro.com/_Code/?Template=OurGroupView&RecordID=1
BG_HP_786 | Bulgaria | Petrohan | Srebarna | Ogosta | Berkovitsa | Existing | 43.142312, 23.139701 | Zapadna Stara Planina i Predbalkan BG0001040 Zapaden Balkan BG0002002 | Natura 2000 | Inside | 7.8 | 0 |  | Energo - Pro Bulgaria AD/HEC/VETS Energiya Holding EAD | Energo-Pro Czech republic, owned by DK Holding Investments, s.r.o., owned by Jaromir Tesar | Czech Republic |  | private | 3 |  |  |  |  | operational>10 | 1956 | [15 empty] | N/A | Acquired by Energo-Pro in 2004. In the public register of renewable energy only the combined power of the cascade is given - 7.7 MW, which cannot be true. CESKA EXPORTNI BANKA, a.s. extended a 67.9 mil EUR to Energo Pro BG, but it is not clear for what. there is a pledge over one HPP - Stara zagora | nek.bg/images/content/pdf/2-hpcd.pdf, http://www.energo-pro.com/_Code/?Template=OurGroupView&RecordID=1 https://dams.reki.bg/0211-dam/0211-dam
BG_HP_787 | Bulgaria | Pirin | Pirinska Bistritsa | Struma/Strymonas | Sandanski | Existing | 41.561920, 23.565003 | Sreden Pirin - Alibotush BG0001028 Pirin Buffer BG0002126 | Natura 2000 | Inside | 21 | 0 |  | Energo - Pro Bulgaria AD/HEC/VETS Energiya Holding EAD | Energo-Pro Czech republic, owned by DK Holding Investments, s.r.o., owned by Jaromir Tesar | Czech Republic |  | private | 2 |  |  |  |  | operational>10 | 1992 | [15 empty] | Not identified |  | nek.bg/images/content/pdf/2-hpcd.pdf, http://dams.reki.bg/0213-dam/0213-dam, http://www.energo-pro.com/_Code/?Template=OurGroupView&RecordID=1
BG_HP_788 | Bulgaria | Spanchevo | Pirinska Bistritsa | Struma/Strymonas | Sandanski | Existing | 41.502717, 23.504441 | Sreden Pirin - Alibotush BG0001028 | Natura 2000 | Inside | 28 | 0 |  | Energo - Pro Bulgaria AD/HEC/VETS Energiya Holding EAD | Energo-Pro Czech republic, owned by DK Holding Investments, s.r.o., owned by Jaromir Tesar | Czech Republic |  | private | 2 |  |  |  |  | operational>10 | 1981 | [15 empty] | Not identified |  | nek.bg/images/content/pdf/2-hpcd.pdf, http://dams.reki.bg/0270-dam/0270-dam, http://www.energo-pro.com/_Code/?Template=OurGroupView&RecordID=1
BG_HP_790 | Bulgaria | Vidima | Vidima | Yantra | Apriltsi | Existing | 42.751638,24.946888 | Centralen Balkan | National park | Inside | 3.3 | 0 |  | NEK EAD | NEK EAD | Bulgaria |  | public | [5 empty] | operational>10 | 1951 | [15 empty] | N/A |  | http://dams.reki.bg/0047-dam/0047-dam, http://vei-bg.org/en/projects/hydro-pp-andquot%3bvidimaandquot%3b-1390, http://vec.nek.bg/stations_v.htm
BG_HP_791 | Bulgaria | Lukovit | Zlatna Panega | Danube | Lovech | Existing | 43.1996253,24.1564779 | Karlukovo BG0001014 Karlukovski karst BG0000332 | Natura 2000 | Inside | 0.69 | 0 |  | NEK EAD | NEK EAD | Bulgaria |  | public | [5 empty] | operational>10 | 1938 | [15 empty] | N/A |  | vec.nek.bg/stations_lu.htm
BG_HP_792 | Bulgaria | Tuzha | Tuzha | Tundzha | Pavel Banja | Existing | 42.665370, 25.052800 | Centralen Balkan | National park | Inside | 4.9 | 0 |  | NEK EAD | NEK EAD | Bulgaria |  | public | [5 empty] | operational>10 | 1951 | [15 empty] | N/A |  | http://dams.reki.bg/0297-dam/0297-dam, http://www.capital.bg/biznes/kompanii/2000/07/28/204150_novi_42_vec_shte_budat_predlojeni_za_privatizaciia/
BG_HP_793 | Bulgaria | Ustovo | Cherna, Byala | Arda | Smolyan | Existing | 41.570656, 24.778830 |  |  |  | 0.7 | 0 |  | NEK EAD | NEK EAD | Bulgaria |  | public | [5 empty] | operational>10 | 1953 | [15 empty] | N/A |  | http://dams.reki.bg/0301-dam/0301-dam, http://www.capital.bg/biznes/kompanii/2000/07/28/204150_novi_42_vec_shte_budat_predlojeni_za_privatizaciia/
BG_HP_794 | Bulgaria | Rositsa 1 | Rositsa | Yantra | Suhindol | Existing | 43.1249728,25.1721877 |  |  |  | 7.5 | 0 |  | NEK EAD | NEK EAD | Bulgaria |  | public | [5 empty] | operational>10 | 1954 | [15 empty] | N/A |  | http://www.capital.bg/biznes/kompanii/2000/07/28/204150_novi_42_vec_shte_budat_predlojeni_za_privatizaciia/ http://vec.nek.bg/stations_r1.htm https://www.borbabg.com/2011/06/17/%D0%B2%D0%B5%D1%86-%D1%80%D0%BE%D1%81%D0%B8%D1%86%D0%B0-2-%D0%BD%D0%B0%D0%B2%D1%8A%D1%80%D1%88%D0%B8-50-%D0%B3%D0%BE%D0%B4%D0%B8%D0%BD%D0%B8/ http://econ.bg/%D0%9D%D0%BE%D0%B2%D0%B8%D0%BD%D0%B8/%D0%A2%D1%83%D1%80%D1%81%D0%BA%D0%B0-%D1%84%D0%B8%D1%80%D0%BC%D0%B0-%D0%BA%D1%83%D0%BF%D0%B8-%D0%B4%D0%B2%D0%B0-%D0%92%D0%95%D0%A6-a_l.a_i.87328_at.1.html
BG_HP_795 | Bulgaria | Koprinka | Koprinka | Tundzha | Kazanlak | Existing | 42.612301, 25.319918 |  |  |  | 7 | 0 |  | Energo - Pro Bulgaria AD/HEC/VETS Energiya Holding EAD | Energo-Pro Czech republic, owned by DK Holding Investments, s.r.o., owned by Jaromir Tesar | Czech Republic |  | private | [5 empty] | operational>10 | 1971 | [15 empty] | N/A |  | nek.bg/images/content/pdf/2-hpcd.pdf, http://www.energo-pro.com/_Code/?Template=OurGroupView&RecordID=1 http://www.dams.nek.bg/Default.aspx?item=1babdc6d-4471-4bf0-8837-645d0be6fd07
BG_HP_796 | Bulgaria | Rozov Kladenets | Sazliyka | Maritsa/Evros |  | Existing |  |  |  |  | 0 | 0 |  | NEK EAD | NEK EAD |  |  | public | [5 empty] | unclear | 1960 | [15 empty] | N/A | Connected to Maritza Istok II coal power plant. Not a HPP but a dam for cooling off the TPP. | http://nek.bg/images/content/pdf/2-hpcd.pdf
BG_HP_797 | Bulgaria | Ovcharitsa | Ovcharitsa | Maritsa/Evros |  | Existing |  |  |  |  | 0 | 0 |  | NEK EAD | NEK EAD |  |  | public | [5 empty] | unclear | 1967 | [15 empty] | N/A | Connected to Maritza Istok II coal power plant. Not a HPP but a dam for cooling off the TPP. | http://nek.bg/images/content/pdf/2-hpcd.pdf
BG_HP_798 | Bulgaria | Prokopanik | Iskar | Danube | Svoghe | Greenfield | 42.950222,23.374638 |  |  |  | 3.25 | 0 |  | Vez Svoghe Ltd | Petrovilla Bulgaria (PVB) 90%, Svoghe Municipality 10% | Italy, Bulgaria | Petrovilla and Borlotti SpA Group, | public-private | 9 |  |  |  |  | operational<5 | 2013 |  |  |  |  | BG-MDB | European Bank for Reconstruction and Development (EBRD) | Completed | credit | See Tserovo | [6 empty] | Yes | Financing from EBRD is for nine power plants on the Iskar but the last four have reportedly been suspended by the project developer. Commissioning date not clear but seems to be shortly before 2013 http://www.greentech.bg/archives/45560, when negative environmental impacts were reported. | http://www.pvbgroup.com/cId/148/ccName/Realizzazione-Idroelettrico/idM/1476/ct/Hydroelectric-power-plants-on-the-river-Iskar--Bulgaria/lang/en-US/realizzazioneuno.aspx, http://www.ebrd.com/work-with-us/projects/psd/vez-svoghe-mini-hydro-project.html https://dams.reki.bg/0227-dam/0227-dam, http://www.ebrd.com/cs/Satellite?c=Content&cid=1395236434965&d=Mobile&pagename=EBRD%2FContent%2FContentLayout
BG_HP_799 | Bulgaria | Tserovo | Iskar | Danube | Svoghe | Greenfield | 42.998360,23.355861 |  |  |  | 3 | 0 |  | Vez Svoghe Ltd | Petrovilla Bulgaria (PVB) 90%, Svoghe Municipality 10% | Italy, Bulgaria | Petrovilla and Borlotti SpA Group, | public-private | 9 |  |  |  |  | operational<5 | 2012 | EUR | 115.9 | 115.9 |  | BG-MDB | European Bank for Reconstruction and Development (EBRD) | Completed | credit | 22.8 | [6 empty] | Yes | Financing from EBRD is for nine power plants on the Iskar but the last four have reportedly been suspended by the project developer. For the first two (Lakatnik and Svrajen), financing comes via the Bulgarian Energy Efficiency and Renewable Energy Credit Line (www.beerecl.com) | http://www.pvbgroup.com/cId/148/ccName/Realizzazione-Idroelettrico/idM/1476/ct/Hydroelectric-power-plants-on-the-river-Iskar--Bulgaria/lang/en-US/realizzazioneuno.aspx, http://www.ebrd.com/work-with-us/projects/psd/vez-svoghe-mini-hydro-project.html, http://www.geotechmin.com/en/news-detail/mhpp-tzerovo-near-svoge-was-put-into-operation-74.html https://dams.reki.bg/0313-dam/0313-dam, http://www.ebrd.com/cs/Satellite?c=Content&cid=1395236434965&d=Mobile&pagename=EBRD%2FContent%2FContentLayout
BG_HP_800 | Bulgaria | Bov-south | Iskar | Danube | Svoghe | Greenfield | 43.040583,23.353555 | Ponor BG0002005 | Natura 2000 | Inside | 0 | 1.5 |  | Vez Svoghe Ltd | Petrovilla Bulgaria (PVB) 90%, Svoghe Municipality 10% | Italy, Bulgaria | Petrovilla and Borlotti SpA Group, | public-private | 9 |  |  |  |  | unclear | N/A |  |  |  |  | BG-MDB | European Bank for Reconstruction and Development (EBRD) | Cancelled | credit | See Tserovo | [6 empty] | None | Financing from EBRD is for nine power plants on the Iskar but the last four have reportedly been suspended by the project developer. For the first two (Lakatnik and Svrajen), financing comes via the Bulgarian Energy Efficiency and Renewable Energy Credit Line (www.beerecl.com) | http://www.pvbgroup.com/cId/148/ccName/Realizzazione-Idroelettrico/idM/1476/ct/Hydroelectric-power-plants-on-the-river-Iskar--Bulgaria/lang/en-US/realizzazioneuno.aspx, http://www.ebrd.com/work-with-us/projects/psd/vez-svoghe-mini-hydro-project.html, http://www.ebrd.com/cs/Satellite?c=Content&cid=1395236434965&d=Mobile&pagename=EBRD%2FContent%2FContentLayout
BG_HP_801 | Bulgaria | Bov-north | Iskar | Danube | Svoghe | Greenfield | 43.051305,23.360527 | Ponor BG0002005 | Natura 2000 | Inside | 0 | 1.5 |  | Vez Svoghe Ltd | Petrovilla Bulgaria (PVB) 90%, Svoghe Municipality 10% | Italy, Bulgaria | Petrovilla and Borlotti SpA Group, | public-private | 9 |  |  |  |  | unclear | N/A |  |  |  |  | BG-MDB | European Bank for Reconstruction and Development (EBRD) | Cancelled | credit | See Tserovo | [6 empty] | None | Financing from EBRD is for nine power plants on the Iskar but the last four have reportedly been suspended by the project developer. For the first two (Lakatnik and Svrajen), financing comes via the Bulgarian Energy Efficiency and Renewable Energy Credit Line (www.beerecl.com) | http://www.pvbgroup.com/cId/148/ccName/Realizzazione-Idroelettrico/idM/1476/ct/Hydroelectric-power-plants-on-the-river-Iskar--Bulgaria/lang/en-US/realizzazioneuno.aspx, http://www.ebrd.com/work-with-us/projects/psd/vez-svoghe-mini-hydro-project.html, http://www.ebrd.com/cs/Satellite?c=Content&cid=1395236434965&d=Mobile&pagename=EBRD%2FContent%2FContentLayout
BG_HP_802 | Bulgaria | Lakatnik | Iskar | Danube | Svoghe | Greenfield | 43.086360,23.404666 | Vrachanski Balkan | Natura 2000 | Inside | 3.2 | 0 |  | Vez Svoghe Ltd | Petrovilla Bulgaria (PVB) 90%, Svoghe Municipality 10% | Italy, Bulgaria | Petrovilla and Borlotti SpA Group, | public-private | 9 |  |  |  |  | operational 5-10 | 2008 | See Tserovo |  |  |  | BG-MDB | European Bank for Reconstruction and Development (EBRD) | Completed | credit | See Tserovo | Yes but not identified | Completed |  |  |  |  | Yes | Financing from EBRD is for nine power plants on the Iskar but the last four have reportedly been suspended by the project developer. For the first two (Lakatnik and Svrajen), financing comes via the Bulgarian Energy Efficiency and Renewable Energy Credit Line (www.beerecl.com) | http://www.pvbgroup.com/cId/148/ccName/Realizzazione-Idroelettrico/idM/1476/ct/Hydroelectric-power-plants-on-the-river-Iskar--Bulgaria/lang/en-US/realizzazioneuno.aspx, http://www.ebrd.com/work-with-us/projects/psd/vez-svoghe-mini-hydro-project.html https://dams.reki.bg/0143-dam/0143-dam, http://www.ebrd.com/cs/Satellite?c=Content&cid=1395236434965&d=Mobile&pagename=EBRD%2FContent%2FContentLayout
BG_HP_803 | Bulgaria | Svrazhen/Svrajen | Iskar | Danube | Svoghe | Greenfield | 43.094916,23.423082 | Vrachanski Balkan Iskarski Prolom-Rjana | Natura 2000 | Inside | 3.5 | 0 |  | Vez Svoghe Ltd | Petrovilla Bulgaria (PVB) 90%, Svoghe Municipality 10% | Italy, Bulgaria | Petrovilla and Borlotti SpA Group, | public-private | 9 |  |  |  |  | operational 5-10 | 2009 |  |  |  |  | BG-MDB | European Bank for Reconstruction and Development (EBRD) | Completed | credit | See Tserovo | Yes but not identified | Completed |  |  |  |  | Yes | Financing from EBRD is for nine power plants on the Iskar but the last four have reportedly been suspended by the project developer. For the first two (Lakatnik and Svrajen), financing comes via the Bulgarian Energy Efficiency and Renewable Energy Credit Line (www.beerecl.com) | http://www.pvbgroup.com/cId/148/ccName/Realizzazione-Idroelettrico/idM/1476/ct/Hydroelectric-power-plants-on-the-river-Iskar--Bulgaria/lang/en-US/realizzazioneuno.aspx, http://www.ebrd.com/work-with-us/projects/psd/vez-svoghe-mini-hydro-project.html https://dams.reki.bg/0260-dam/0260-dam, http://www.ebrd.com/cs/Satellite?c=Content&cid=1395236434965&d=Mobile&pagename=EBRD%2FContent%2FContentLayout
BG_HP_804 | Bulgaria | Opletnya | Iskar | Danube | Svoghe | Greenfield | 43.095583,23.422832 | Vrachanski Balkan | Natura 2000 | Inside | 3 | 0 |  | Vez Svoghe Ltd | Petrovilla Bulgaria (PVB) 90%, Svoghe Municipality 10% | Italy, Bulgaria | Petrovilla and Borlotti SpA Group, | public-private | 9 |  |  |  |  | operational<5 | 2013 |  |  |  |  | BG-MDB | European Bank for Reconstruction and Development (EBRD) | Completed | credit | See Tserovo | [6 empty] | Yes | Financing from EBRD is for nine power plants on the Iskar but the last four have reportedly been suspended by the project developer. For the first two (Lakatnik and Svrajen), financing comes via the Bulgarian Energy Efficiency and Renewable Energy Credit Line (www.beerecl.com) | http://www.pvbgroup.com/cId/148/ccName/Realizzazione-Idroelettrico/idM/1476/ct/Hydroelectric-power-plants-on-the-river-Iskar--Bulgaria/lang/en-US/realizzazioneuno.aspx, http://www.ebrd.com/work-with-us/projects/psd/vez-svoghe-mini-hydro-project.html, http://dams.reki.bg/0198-dam/0198-dam, http://www.ebrd.com/cs/Satellite?c=Content&cid=1395236434965&d=Mobile&pagename=EBRD%2FContent%2FContentLayout
BG_HP_805 | Bulgaria | Levishte | Iskar | Danube | Svoghe | Greenfield | 43.092166,23.460444 | Vrachanski Balkan | Nature park | Inside | 0 | 1.5 |  | Vez Svoghe Ltd | Petrovilla Bulgaria (PVB) 90%, Svoghe Municipality 10% | Italy, Bulgaria | Petrovilla and Borlotti SpA Group, | public-private | 9 | 2011 |  |  |  | unclear | N/A |  |  |  |  | BG-MDB | European Bank for Reconstruction and Development (EBRD) | Cancelled | credit | See Tserovo | [6 empty] | None | Financing from EBRD is for nine power plants on the Iskar but the last four have reportedly been suspended by the project developer. For the first two (Lakatnik and Svrajen), financing comes via the Bulgarian Energy Efficiency and Renewable Energy Credit Line (www.beerecl.com) | http://www.pvbgroup.com/cId/148/ccName/Realizzazione-Idroelettrico/idM/1476/ct/Hydroelectric-power-plants-on-the-river-Iskar--Bulgaria/lang/en-US/realizzazioneuno.aspx, http://www.ebrd.com/work-with-us/projects/psd/vez-svoghe-mini-hydro-project.html, http://www.ebrd.com/cs/Satellite?c=Content&cid=1395236434965&d=Mobile&pagename=EBRD%2FContent%2FContentLayout
BG_HP_806 | Bulgaria | Gabrovnitza | Iskar | Danube | Svoghe | Greenfield | 43.076554,23.473582 | Vrachanski Balkan | Nature park | Inside | 0 | 1.5 |  | Vez Svoghe Ltd | Petrovilla Bulgaria (PVB) 90%, Svoghe Municipality 10% | Italy, Bulgaria | Petrovilla and Borlotti SpA Group, | public-private | 9 |  |  |  |  | unclear | N/A |  |  |  |  | BG-MDB | European Bank for Reconstruction and Development (EBRD) | Cancelled | credit | See Tserovo | [6 empty] | None | Financing from EBRD is for nine power plants on the Iskar but the last four have reportedly been suspended by the project developer. For the first two (Lakatnik and Svrajen), financing comes via the Bulgarian Energy Efficiency and Renewable Energy Credit Line (www.beerecl.com) | http://www.pvbgroup.com/cId/148/ccName/Realizzazione-Idroelettrico/idM/1476/ct/Hydroelectric-power-plants-on-the-river-Iskar--Bulgaria/lang/en-US/realizzazioneuno.aspx, http://www.ebrd.com/work-with-us/projects/psd/vez-svoghe-mini-hydro-project.html, http://www.ebrd.com/cs/Satellite?c=Content&cid=1395236434965&d=Mobile&pagename=EBRD%2FContent%2FContentLayout
BG_HP_807 | Bulgaria | Tumrush/Tamrush | Tumrushka | Maritsa/Evros | Rhodopi | Greenfield | 42.012097,24.598385 |  |  |  | 5 | 0 |  | Trakia Gaz e.o.o.d. | not identified | Bulgaria |  | private | [5 empty] | operational 5-10 | 2007 | EUR | 2.1 | 2.1 |  | BG-MDB | European Bank for Reconstruction and Development (EBRD) | Completed | financial intermediary | 1.3 | United Bulgarian Bank (UBB) | Completed | 1.3 |  |  |  | Yes | Financed through the Bulgaria Energy Efficiency and Renewable Energy Credit Line. There is another credit line to EFG Eurobank-Postbank for windpower for 2.2 EUR. According to news articles, United Bulgarian Bank would extend 1.3 mil EUR for the construction of HPP under the energy efficiency and renewable energy credit line of EBRD and subsequently through Kozlodui fund. | http://dams.reki.bg/0300-dam/0300-dam, http://www.rudi.net/files/6597.pdf, http://vei-bg.org/en/projects/hydro-pp-andquot%3btumrushandquot%3b-162 http://m.dnevnik.bg/biznes/companii/2004/06/24/162736_trakiia_gaz_poluchi_ot_obb_purviia_zaaem_za_energiina/,http://m.dnevnik.bg/print/arhiv_pari/2004/06/01/1323223_trugva_purviiat_kredit_po_proekt_za_energiina/, https://fakti.bg/imoti/8591-trakiia-gaz-shte-poluchi-pyrviia-zaem-po-kreditnata-liniia-na-ebvr, www.ebrd.com/publications/sustainability-report-2005-english.pdf
BG_HP_808 | Bulgaria | Lesitchevo 1 | Topolnitsa | Maritsa/Evros | Petrich | Greenfield | 42.349360, 24.115944 |  |  |  | 3 | 0 |  | Delektra EOOD | Georgi Denkov | Bulgaria |  | private |  |  |  |  | Mavel (Czech republic) | operational>10 | 2005 | EUR | 1.5 | 1.5 |  | BG-MDB | European Bank for Reconstruction and Development (EBRD) | Completed | credit | 0.28 | United Bulgarian Bank (UBB) | Completed | 0.28 | Kozloduy fund | Completed | 56 | Yes | Financed through the Bulgaria Energy Efficiency and Renewable Energy Credit Line (EUR 280 000), plus EUR 56 000 grant from the Kozloduy International Decommissioning Support Fund. The name is only Lesitchevo, the second one is Lesitchevo extension, but both could be deemed as one since are located at the same site having a combined installed capacity of 4.124 MW | https://ji.unfccc.int/UserManagement/FileStorage/AW7UP21MTXLIN9O4KR68DJC0GFZQEB, http://www.beerecl.com/cms_updated/sites/default/files/page/2009/03/beerecl_brochure_eng_pages_pdf_20736.pdf, http://m.dnevnik.bg/biznes/companii/2004/08/05/166775_delektra_izgrajda_purviia_chasten_vec_v_pazardjishko/, http://www.banker.bg/finansov-dnevnik/read/obb-prodade-na-ebvr-emisii-vredni-gazove, http://beerecl.com/cms/bg/node/208
BG_HP_809 | Bulgaria | Loziata 2 | Vacha | Maritsa/Evros | Rhodopi | Greenfield | 42.106270, 24.580135 |  |  |  | 1.28 | 0 |  | NETA e.o.o.d. | Unionelectric | Bulgaria |  | private |  |  |  |  | TES (Czech republic) | operational 5-10 | 2010 | EUR | 2.1 | 2.1 | [6 empty] | United Bulgarian Bank (UBB) | Completed | 1.8 |  |  |  | Yes | CDM; loan registered in the Pledge registry. | http://www.investor.bg/bylgariia/5/a/malka-vec-krai-brestovica-za-85-mln-lv-vliza-v-eksploataciia-do-mesec-47368/ https://dams.reki.bg/0155-dam/0155-dam, http://uniongroup.bg/en/topic/14/investment-projects#content-single http://www.justice.government.bg/40/
BG_HP_810 | Bulgaria | Byala Mesta | Byala Mesta | Mesta/Nestos | Jakovuda | Greenfield | 42.077943,23.673582 |  |  |  | 0.65 | 0 |  | Byala Mesta o.o.d. | Unionelectric | Bulgaria |  | private |  |  |  |  | Mavel (Czech republic) | operational>10 | 2007 | EUR | 1.25 | 1.25 |  | BG-MDB | European Bank for Reconstruction and Development (EBRD) | Completed | financial intermediary | 1 | DSK Bank | Completed | 1 |  |  |  | Yes | Financed through the Bulgaria Energy Efficiency and Renewable Energy Credit Line. CDM. It is currently not in Natura 2000, but there should be declared a N2K zone Rila Buffer | http://dams.reki.bg/0457-dam/0457-dam; https://ji.unfccc.int/UserManagement/FileStorage/45XTHVR0OQKM6EF8AWGDPYNJS1CIBZ, http://www.uniongroup.bg/cgi-bin/e-cms/vis/vis.pl?s=001&p=0094&n=000001&g=, http://vei-bg.org/en/projects/mhydro-pp-andquot%3bbyala-mestaandquot%3b-202, www.ebrd.com/publications/sustainability-report-2005-english.pdf, https://ji.unfccc.int/UserManagement/FileStorage/9UMNVYZLI425D0XSFR3CQK8E1P67HW, http://uniongroup.bg/en/topic/14/investment-projects#content-single
BG_HP_811 | Bulgaria | Cherna Mesta | Cherna Mesta | Mesta/Nestos | Yakovuda | Greenfield | 42.095277,23.726110 |  |  |  | 0.65 | 0 |  | Cherna Mesta o.o.d. | Unionelectric | Bulgaria |  | private | [5 empty] | operational>10 | 2007 | EUR | 1 | 1 |  | BG-MDB | European Bank for Reconstruction and Development (EBRD) | Completed | financial intermediary | 1 | DSK Bank | Completed | 1 |  |  |  | Yes | Financed through the Bulgaria Energy Efficiency and Renewable Energy Credit Line. CDM | http://dams.reki.bg/0415-dam/0415-dam; https://ji.unfccc.int/UserManagement/FileStorage/45XTHVR0OQKM6EF8AWGDPYNJS1CIBZ, http://vei-bg.org/en/projects/mhydro-pp-andquot%3bcherna-mestaandquot%3b-200, https://ji.unfccc.int/UserManagement/FileStorage/9UMNVYZLI425D0XSFR3CQK8E1P67HW, http://uniongroup.bg/en/topic/14/investment-projects#content-single
BG_HP_812 | Bulgaria | Lesichovo Hydro Expansion |  |  |  | Duplicate | [7 empty] | not identified | not identified | [8 empty] | unclear | Unclear | [15 empty] | N/A | Insufficient information available but possible duplicate of Lesitchovo 2 | http://eea.government.bg/wp/publicregister
BG_HP_813 | Bulgaria | Kresna 1 | Struma | Struma/Strymonas | Kresna | Cancelled |  | Kresna - Ilindentsi | Natura 2000 | Inside | 0 | 3 |  | Power Systems, HES group | Hydro 94 | Bulgaria |  | private | [5 empty] | cancelled | N/A | EUR | 5.62 | 5.62 | [12 empty] | N/A | The project was cancelled | http://www.dnevnik.bg/biznes/companii/2005/07/05/184701_sibank_finansira_s_nad_10_mln_lv_stroeja_na_vec_krai/ https://www.cibank.bg/en/mainmenu/fl/3, http://registers.moew.government.bg/ovos/lot/12787
BG_HP_814 | Bulgaria | Botunya | Botunya | Danube | Krivodol | Greenfield | 43.268610,23.333166 | Vrachanski Balkan Bilernicite | Natura 2000 | Inside | 0.6 | 0 |  | Hidroenerdzhi Constructions Ltd. | Venture Equity Bulgaria JSC | Bulgaria |  | private | [5 empty] | operational>10 | 2005 | [9 empty] | CIBank JSC (Bulgaria) | Completed | 1.4 |  |  |  | Yes | Currently the whole business is pledged for a 35 mil EUR credit line to Unicredit Bulbank, it is difficult to assess the amount on this one. In 2010 they had a contract with Allianz Bank Bulgaria, but the HPP was constructed with a credit from CI Bank | http://dams.reki.bg/0031-dam/0031-dam, http://vei-bg.org/en/projects/hydro-pp-andquot%3bbotunyaandquot%3b-314 http://www.justice.government.bg/40/
BG_HP_815 | Bulgaria | Pazardzhik | Unclear | Unclear | Unclear | Unclear | [7 empty] | not identified | not identified | [8 empty] | unclear | N/A | [15 empty] | N/A | No information found | http://eea.government.bg/wp/publicregister
BG_HP_816 | Bulgaria | Tamrash | Tamrashka |  |  | Duplicate | [7 empty] | None | None | [8 empty] | unclear | N/A | [15 empty] | N/A | Duplicate of BG_HP_807 | http://eea.government.bg/wp/publicregister
BG_HP_817 | Bulgaria | Treshtena | Treshtena | Ogosta | Georgi Damyanovo | Greenfield | 43.227722,22.966278 | Zapadna Stara Planina i Predbalkan BG0001040, Zapaden Balkan BG0002002 | Natura 2000 | Inside | 1.1 | 0 |  | Mont El e.o.o.d. | not identified |  |  | private | [5 empty] | operational>10 | 2006 | EUR | 0.3 | 0.3 |  | BG-MDB | European Bank for Reconstruction and Development (EBRD) | Completed | financial intermediary | 0.258 | United Bulgarian Bank (UBB) | Completed | 0.258 | Kozloduy fund | Completed | 0.51 | Yes | The loan is under the Bulgaria Energy Efficiency and Renewable Energy Credit Line provided by the EBRD and administered by UBB | http://dams.reki.bg/0293-dam/0293-dam, www.ebrd.com/publications/sustainability-report-2005-english.pdf, http://setatwork.eu/downloads/gp20_Bulgaria_SHHP2.pdf http://www.justice.government.bg/40/
BG_HP_818 | Bulgaria | Bulgar Sachar | Unclear | Unclear | Unclear | Unclear | [7 empty] | not identified | not identified | [8 empty] | unclear | N/A | [15 empty] | None | No information found | http://eea.government.bg/wp/publicregister
BG_HP_822 | Bulgaria | Antoniavanovce |  |  |  | Duplicate | [7 empty] | not identified | not identified | [8 empty] | unclear | N/A | [15 empty] | N/A | Old name for Vacha dam/reservoir until 1999 | http://eea.government.bg/wp/publicregister
BG_HP_823 | Bulgaria | Asenizita |  |  |  | Duplicate | [7 empty] | not identified | not identified | [8 empty] | unclear | N/A | [15 empty] | N/A | See Asenitza 1 and Asenitza 2 | http://eea.government.bg/wp/publicregister
BG_HP_824 | Bulgaria | Batoshevo 1 | Rositsa | Yantra | Sevlievo | Existing | 42.903888,25.083888 |  |  |  | 0.6 | 0 |  | Elefors Ltd | Vasilevi Bross | Bulgaria |  | private | [5 empty] | operational>10 | 1927 | [15 empty] | N/A | This is a SPV company established to participated in the privatization of HPPs in BG. No clear financing. The parent company has extended 2.1 mil EUR to the SPV, there is no other info. | http://dams.reki.bg/0015-dam/0015-dam
BG_HP_825 | Bulgaria | Batoshevo 2 | Rositsa | Yantra | Sevlievo | Existing | 42.864722,25.074443 | Tsentralen Balkan - bufer BG0001493 | Natura 2000 | Inside | 2.4 | 0 |  | Elefors Ltd | Vasilevi Bross | Bulgaria |  | private | [5 empty] | operational>10 | 1956 | [15 empty] | N/A | This is a SPV company established to participated in the privatization of HPPs in BG. No clear financing. The parent company has extended 2.1 mil EUR to the SPV, there is no other info. | http://dams.reki.bg/0016-dam/0016-dam
BG_HP_827 | Bulgaria | Cherni Osum | Cherni Osum | Osum | Trojan | Existing | 42.8034005,24.7732521 | Centralen Balkan Buffer BG0001493 and BG0002128 | Natura 2000 | Inside | 2 | 0 |  | Kabelkomerc o.o.d. | natural persons | Bulgaria |  | private | [5 empty] | operational>10 | 1970 | [15 empty] | N/A | They have a loan from United Bulgarian Bank to the amount of 8 mil EUR which was repaid in 2008, but it is not clear what was its purpose, because they have many other businesses. The HPP was privatized for 2.21 mil EUR in 2002 | http://dams.reki.bg/0480-dam/0480-dam http://m.dnevnik.bg/biznes/companii/2002/06/03/41336_kabel_komers_kupi_vec_cherni_osum_za_4550_mln_lv/
BG_HP_829 | Bulgaria | Chiprovtsi | Chiprovska | Ogosta | Chiprovtsi | Existing | 43.3825429,22.9105666 | Zapaden Balkan BG0002002 | Natura 2000 | Inside | 0.85 | 0 |  | 97 Trakia Ltd | natural persons | Turkey |  | private | [5 empty] | operational>10 | 1956 | [15 empty] | N/A | Privatized for 0.8 mil EUR in 2005 by a Turkish business man Фуат Гювен Fuat Guven. He owns D Bank. | http://dams.reki.bg/0127-dam/0127-dam, https://www.platts.com/IM.Platts.Content/downloads/udi/ieps/iepsprofsamp.pdf http://m.dnevnik.bg/biznes/2005/05/18/181281_turskiiat_biznesmen_fuat_gjuven_si_kupi_oshte_tri_vec-a/
BG_HP_832 | Bulgaria | Gorni Lom | Lom | Danube | Chuprene | Existing | 43.468478,22.734543 | Zapadna Stara Planina i Predbalkan BG0001040 Zapaden Balkan BG0002002 | Natura 2000 | Inside | 1.46 | 0 |  | Runo - Kazanlak AD | Venture Equity Bulgaria JSC | Bulgaria |  | private | 3 |  |  |  |  | operational>10 | 1963 | [15 empty] | N/A | Biggest Bulgarian owner of HPP, money come from CiBank, which was owned by the girlfriend of current BG Prime minister, Venture equity owns 50%. There are two credits - one of 6 mil EUR from Allianz which was repaid and one of 5 Mil from CiBank which is current. | http://dams.reki.bg/0062-dam/0062-dam
BG_HP_834 | Bulgaria | Kamen Rid | Osum | Danube | Lovech | Existing | 43.007666,24.704666 | Mikre BG0000616 MikreBG0002088 | Natura 2000 | Inside | 1.75 | 0 |  | Stil 93 Ltd | Vasilevi Bross | Bulgaria |  | private | [5 empty] | operational>10 | 1953 | [15 empty] | N/A | This HPP was privatized by Vassilevi Bross together with Fuat Guven. Vasilevi extended a 1.1 mil EUR loan to the company | http://dams.reki.bg/0122-dam/0122-dam, http://vei-bg.org
BG_HP_835 | Bulgaria | Kitka | Krastavichka | Danube | Chuprene | Existing | 43.467382,22.727091 | Zapadna Stara Planina i Predbalkan BG0001040 Zapaden Balkan BG0002002 | Natura 2000 | Inside | 5.4 | 0 |  | Runo - Kazanlak AD | Venture Equity Bulgaria JSC | Bulgaria |  | private | [5 empty] | operational>10 | 1953 | [15 empty] | N/A |  | http://dams.reki.bg/0127-dam/0127-dam, http://vei-bg.org
BG_HP_836 | Bulgaria | Koynare | Iskar | Danube | Cherven Bryag | Existing | 43.351305,24.145110 | Reka Iskar BG0000613 | Natura 2000 | Inside | 1.5 | 0 |  | Union Hydro | Unionelectric | Bulgaria |  | private | [5 empty] | operational>10 | 1947 | [15 empty] | N/A | Privatized by Bulgarian oligar - Liteks Commerce - Grisha Gancev, sold to unionelectric's company Union Hydro, see above | http://dams.reki.bg/0132-dam/0132-dam, http://vei-bg.org/en/projects/hydro-pp-andquot%3bkoinareandquot%3b-211
BG_HP_839 | Bulgaria | Lilyanovo | Sandanska Bistritza | Struma/Strymonas | Sandanski | Existing | 41.626755, 23.334379 | Sreden Pirin - Alibotush BG0001028 | Natura 2000 | Inside | 20 | 0 |  | Energo - Pro Bulgaria AD/HEC/VETS Energiya Holding EAD | Energo-Pro Czech republic, owned by DK Holding Investments, s.r.o., owned by Jaromir Tesar | Czech Republic |  | private | 3 |  |  |  |  | operational>10 | 1971 | [15 empty] | N/A | Privatized for 33 mil USD in 2002, in 2006 it was rebilitated for 5.5 mil EUR from loan from Czech export bank | http://www.energo-pro.com/_Code/?Template=PressReleaseView&RecordID=10&LanguageID=1&Page=3#PRESSRELEASE-00005, http://dams.reki.bg/0152-dam/0152-dam, http://vei-bg.org/en/projects/hydro-pp-andquot%3blilyanovoandquot%3b-172 https://dams.reki.bg/0152-dam/0152-dam http://www.investor.bg/bylgariia/5/a/prikliuchi-rehabilitaciiata-za-55-mln-evro-na-kaskadata-sandanska-bistrica-37378/ http://m.dnevnik.bg/biznes/companii/2006/05/21/263059_energo_pro_remontira_kaskadata_sandanska_bistrica/
BG_HP_841 | Bulgaria | Malusha | Kozyata reka | Danube | Gavrovo | Existing | 42.8025289,25.3036553 | Balgarka Nature park Balgarka BG0000399 Balgarka BG0000399 | Nature park | Inside | 0.5 | 0 |  | MVETS - Milanovo e.o.o.d | natural persons | Bulgaria |  | private | [5 empty] | operational>10 | 1941 | [15 empty] | N/A | 0.3 mil EUR loan extended by the Bulgarian Bank for Development to the previous owner of the HPP - Lebed Vat. Since this is an old HPP the money could have not been for the construction, but possibly for reconstruction. According to media publications the HPP was privatized by Runo Kazanlak, but there are no traces in the public registers. The previous owner Lebed Vat is owned by Gea Consult, which is linked to 4-5 other HPPs. | http://dams.reki.bg/0169-dam/0169-dam, http://vei-bg.org
BG_HP_842 | Bulgaria | Mezdra | Iskar | Danube | Mezdra | Existing | 43.140969,23.714125 |  |  |  | 2.2 | 0 |  | Varuna AD | natural persons | Bulgaria |  | private | [5 empty] | operational>10 | 1950 | [15 empty] | N/A | The company was used as co-debtor to cover 2 mil EUR debt to United Bulgarian Bank, but this is not related to the HPP and this is an old one | http://dams.reki.bg/0176-dam/0176-dam, http://www.investor.bg/bylgariia/5/a/prodadoha-vec-mezdra-za-355-mln-lv-10407/
BG_HP_844 | Bulgaria | Nevrokop | Unclear | Unclear | Gotse Delchev? | Unclear | [7 empty] | not identified | not identified | [8 empty] | unclear | N/A | [15 empty] | N/A | No information found. Nevrokop is the old name for Gotse Delchev. | http://eea.government.bg/wp/publicregister
BG_HP_845 | Bulgaria | Ogosta | Ogosta | Danube | Montana | Existing | 43.483616,23.312388 |  |  |  | 4.95 | 0 |  | Ogosta Energiya e.o.o.d. | Energo-Pro Czech republic, owned by DK Holding Investments, s.r.o., owned by Jaromir Tesar | Czech Republic |  | private | [5 empty] | operational>10 | 2003 | EUR | 2 | 2 | [12 empty] | N/A | It is difficult to trace the ownership and debts, since the project for this HPP underneath and old dam started by SIIF France - EDF France, was then transferred to Bulgarians, who sold it to Energo pro. Societe General fianced the acquisition by the Energo-pro but it is not clear what was the price of construction, there is a file on Ogosta. | http://vei-bg.org/en/projects/hydro-pp-andquot%3bogostaandquot%3b-238, http://www.energo-pro.com/_Code/?Template=OurGroupView&RecordID=1
BG_HP_846 | Bulgaria | Osogovo | Sovolyanska Bistritza | Struma/Strymonas | Kyustendil | Existing | 42.2476223,22.558259 | Osogovska planian BG0001011 Osogovo BG0002079 | Natura 2000 | Inside | 0.5 | 0 |  | Medikom-Energetik o.o.d. | natural persons | Bulgaria |  | private | [5 empty] | operational>10 | 1927 | [15 empty] | N/A | Privatized in 2000 for 0.171 million USD | http://dams.reki.bg/0446-dam/0446-dam, http://www.septemvri.org/index/Inv_predl_ELTRADE.pdf
BG_HP_847 | Bulgaria | Petrovo | Petrovo spring | Struma/Strymonas | Sandanski | Existing | 41.4366725,23.5139912 | Sreden Pirin - Alibotush BG0001028 Slavqnka BG0002078 | Natura 2000 | Inside | 2.57 | 0 |  | Arnel TH e.o.o.d | natural persons | Bulgaria |  | private | [5 empty] | operational>10 | 1949 | [15 empty] | N/A | Date of commissioning unclear but privatized in 2000 for 267 890 USD | http://dams.reki.bg/0210-dam/0210-dam, http://www.anglaw.com/projects.php?open=1 http://m.dnevnik.bg/print/arhiv_pari/2000/07/01/1498969_chetiri_vec_stanaha_chastni_za_26_mln_usd/
BG_HP_848 | Bulgaria | Popina Luka/Laka | Sandanska Bistritza | Struma/Strymonas | Sandanski | Rehabilitation | 41.656790, 23.375620 | Pirin Sreden Pirin - Alibotush BG0001028 Pirin Buffer - BG0002126 | National park | Inside | 22 | 0 |  | Energo - Pro Bulgaria AD/HEC/VETS Energiya Holding EAD | Energo-Pro Czech republic, owned by DK Holding Investments, s.r.o., owned by Jaromir Tesar | Czech Republic |  | private | 3 |  |  |  |  | operational>10 | 1969 | [15 empty] | N/A | Privatised in 2002, rehabilated. Power increased by 10% after rehabilitation, rehabilitation financed by the Czech export bank | http://www.energo-pro.com/_Code/?Template=PressReleaseView&RecordID=10&LanguageID=1&Page=3#PRESSRELEASE-00005, http://www.energo-pro.com/_Code/?Template=OurGroupView&RecordID=1
BG_HP_849 | Bulgaria | Radomirtsi | Zlatna Panega | Iskur | Cherven Bryat | Existing | 43.208250,24.168971 | Karlukovo BG0001014 | Natura 2000 | Inside | 0.6 | 0 |  | Stil 93 e.o.o.d | natural persons | Bulgaria |  | private | [5 empty] | operational>10 | 1953 | [15 empty] | N/A | Date of commissioning unclear but privatised in 2003. | http://dams.reki.bg/0231-dam/0231-dam, http://www.investor.bg/bylgariia/5/a/ap-prodade-vec-radomirci-za-900-000-lv-11958/
BG_HP_850 | Bulgaria | Rakita | Vit | Danube | Cherven Bryat | Existing | 43.063552,24.257238 | Balgarski izvor BG0001036 | Natura 2000 | Inside | 3.15 | 0 |  | MVETS - Rakita e.o.o.d. | Kiril Dobrev - sinergy holding | Bulgaria |  | private | [5 empty] | operational>10 | 1968 | [15 empty] | N/A | Unicredit Bulbank has invested 1.3 mil EUR, but the money was not directly linked to the construction of the HPP. The HPP was bought by Runo Kazanlak in 2003 and rehabilitated. 50% owned by Bulgarian politician from the socialist party, the other 50% owned by another hydropower businessman linked to Union energy and Gea consult. | http://dams.reki.bg/0234-dam/0234-dam, http://vei-bg.org/en/projects https://bspleaks.bivol.bg/dobrev_k.mbox/att-2456/RAKITA.doc http://paper.standartnews.com/archive/2003/10/22/finance/s3881_2.htm
BG_HP_851 | Bulgaria | Razlog | Bela reka I Yazo | Mesta/Nestos | Razlog | Existing | 41.880391, 23.449016 | Kioshkata | Natural monument | Outside | 0.75 | 0 |  | Pogledets - Lesinvest e.o.o.d. | natural persons | Bulgaria |  | private | [5 empty] | operational>10 | Unclear | [15 empty] | N/A | Privatized for 0.65 EUR in 2002 | http://dams.reki.bg/0233-dam/0233-dam, http://vei-bg.org/en/projects http://m.dnevnik.bg/biznes/companii/2002/08/06/126812_ap_podpisa_dogovora_za_vec_razlog/
BG_HP_852 | Bulgaria | Rositsa 2 | Rositsa | Yantra | Pavlikeni | Existing | 43.1846112,25.2594199 | Reka Rosica | Natura 2000 | Inside | 3.2 | 0 |  | Trakia 97 e.o.o.d | Fuat Guven | Turkey |  | private | [5 empty] | operational>10 | 1961 | [15 empty] | N/A | Privatized in 2005 for around 0.7 mil EUR by Fuat Guven, see above for Guven | http://dams.reki.bg/0249-dam/0249-dam, http://vei-bg.org/en/projects/hydro-pp-andquot%3brositsa-2andquot%3b-539 https://www.borbabg.com/2011/06/17/%D0%B2%D0%B5%D1%86-%D1%80%D0%BE%D1%81%D0%B8%D1%86%D0%B0-2-%D0%BD%D0%B0%D0%B2%D1%8A%D1%80%D1%88%D0%B8-50-%D0%B3%D0%BE%D0%B4%D0%B8%D0%BD%D0%B8/
BG_HP_854 | Bulgaria | Samaroranovo | Otovisha | Mesta/Nestos | Dupnitsa | Existing | 42.2525039,23.1905891 | Rila | National park | Outside | 2.95 | 0 |  | Energo - Pro Bulgaria AD/HEC/VETS Energiya Holding EAD | Energo-Pro Czech republic, owned by DK Holding Investments, s.r.o., owned by Jaromir Tesar | Czech Republic |  | private | [5 empty] | operational>10 | 1965 | [15 empty] | N/A | The water catchment is right under the border of Rila National Park. There should be a Natura 2000 site - Rila Buffer, still not declared by the Bulgarian Government. The HPP was privatized for 2.126 USD in 2000 by Grisha Gantcehv and sold to Energo pro in 2013. | https://dams.reki.bg/0498-dam/0498-dam
BG_HP_855 | Bulgaria | Sandanski | Sandanska Bistritza | Struma/Strymonas | Sandanski | Existing | 41.585556, 23.290833 | Sreden Pirin - Alibotush BG0001028 | Natura 2000 | Inside | 14 | 0 |  | Energo - Pro Bulgaria AD/HEC/VETS Energiya Holding EAD | Energo-Pro Czech republic, owned by DK Holding Investments, s.r.o., owned by Jaromir Tesar | Czech Republic |  | private | 3 |  |  |  |  | operational>10 | 1971 | [15 empty] | N/A |  | http://www.energo-pro.com/_Code/?Template=PressReleaseView&RecordID=10&LanguageID=1&Page=3#PRESSRELEASE-00005, http://www.energo-pro.com/_Code/?Template=OurGroupView&RecordID=1
BG_HP_858 | Bulgaria | Srednogortsi 2000 | Arda | Maritsa/Evros | Madan | Greenfield | 41.526111, 24.903333 |  |  |  | 1 | 0 |  | Energy Investments AD | natural persons | Bulgaria |  | private | [5 empty] | operational>10 | 2005 | [15 empty] | Not identified | There is a bank loan from CIBank where Sredngorci is co-debtor for a loan under European Investment Bank scheme for support of renewable energy for another linked company for construction of solar power plant. | http://dams.reki.bg/0272-dam/0272-dam
BG_HP_859 | Bulgaria | Stara Zagora | Koprinka | Tundzha | Stara Zagora | Existing | 42.414812, 25.604745 |  |  |  | 22.4 | 0 |  | Energo - Pro Bulgaria AD/HEC/VETS Energiya Holding EAD | Energo-Pro Czech republic, owned by DK Holding Investments, s.r.o., owned by Jaromir Tesar | Czech Republic |  | private | 2 |  |  |  |  | operational>10 | 1955 | [15 empty] | N/A |  | nek.bg/images/content/pdf/2-hpcd.pdf, http://www.energo-pro.com/_Code/?Template=OurGroupView&RecordID=1
BG_HP_860 | Bulgaria | Toplika | Mesta | Mesta/Nestos | Gotse Delchev | Existing | 41.547332, 23.760914 | Sreden Pirin - Alibotush BG0001028 Mesta BG0002076 | Natura 2000 | Inside | 0.7 | 0 |  | Pirin Vat OOD | Kiril Dobrev | Bulgaria |  | private | [5 empty] | operational>10 | 1949 | [12 empty] | Bulgarian Development Bank | Completed | 0.26 | Yes | Privatized in 2002 for 0.5 mil EUR by СД "Елеганс - Пееви и сие" and then sold to Pirin Vat. Pirin Vat is owned by member of parliament and owner of HPPs Kiril Dobrev, from the Socialist Party. They received a loan in 2002 from the state owned Bulgarian Bank for Development, but nothing more could be established. | http://dams.reki.bg/0461-dam/0461-dam http://econ.bg/%D0%9D%D0%BE%D0%B2%D0%B8%D0%BD%D0%B8/%D0%90%D0%9F-%D0%BF%D0%BE%D0%B4%D0%BF%D0%B8%D1%81%D0%B0-%D0%B4%D0%BE%D0%B3%D0%BE%D0%B2%D0%BE%D1%80%D0%B0-%D0%B7%D0%B0-%D0%92%D0%95%D0%A6-%D0%A2%D0%BE%D0%BF%D0%BB%D0%B8%D0%BA%D0%B0-_l.a_i.47022_at.1.html
BG_HP_863 | Bulgaria | Tuja |  |  |  | Duplicate | [7 empty] | not identified | not identified | [8 empty] | unclear | N/A | [15 empty] | N/A | Duplicate of Tuzha BG_HP_792 | http://eea.government.bg/wp/publicregister
BG_HP_865 | Bulgaria | Apriltsi | Vidima | Yantra | Apriltsi | Existing | 42.841110, 24.903284 |  |  |  | 0.58 | 0 |  | TSENTRIOM Ltd. | Unionelectric | Bulgaria |  | private | [5 empty] | operational>10 | 2003 | [15 empty] | N/A | Raiffeisen Bank extended a 0.5 mil EUR loan but it was for a bank guarantee and does not seems to be related to the construction, because the HPP was already constructed. Most likely they have received a interest-free loan from the Ministry of enviornment - through management company for environmental protection activities | http://dams.reki.bg/0005-dam/0005-dam
BG_HP_866 | Bulgaria | Zora 1 | Vidima | Yantra | Apriltsi | Greenfield | 42.852239, 24.880032 |  |  |  | 0.5 | 0 |  | Zora 1 d.o.o. | Cover | Italy, Bulgaria |  | private | [5 empty] | operational 5-10 | 2009 | [15 empty] | Not identified | Legal dispute about property rights. Not clear what the current status is. It was owned by Cover Group Italy which went bankrupt and the property was sold. | http://dams.reki.bg/0112-dam/0112-dam, http://lovech.court-bg.org/img/File/SPRAVKI%20PO%20DELA/SVYRSHILI%20DELA/0214/2/0063d812_45111414.htm
BG_HP_870 | Bulgaria | Davidkovo 1 | Davidkovska | Arda | Banite | Existing | 41.669018,24.999481 | Dobrostan BG0002073 Rodopi sredniBG0001031 | Natura 2000 | Inside | 0.7 | 0 |  | KWFCFS ltd, former Ludwig Project o.o.d. | Aktus, owned by a natural person | Bulgaria, Germany |  | private | [5 empty] | operational>10 | 2003 | [15 empty] | N/A | The plant has been the subject of various complicated and possibly fraudulent sales deals (see http://www.voda.bg/news-84/info-1470 and http://www.bulgaria-news.bg/category/bulgaria/media/resume/post1553.html). The investor is Bulgarian with a German passport. | http://www.voda.bg/news-84/info-1470, http://www.bulgaria-news.bg/category/bulgaria/media/resume/post1553.html, http://dams.reki.bg/0481-dam/0481-dam
BG_HP_871 | Bulgaria | Zverino | Iskar | Danube | Mezdra | Cancelled |  |  |  |  | 0 | 0 |  | not identified | not identified | [8 empty] | cancelled | N/A | [15 empty] | N/A |  | http://www.greentech.bg/archives/45560
BG_HP_872 | Bulgaria | Cherepish | Iskar | Danube | Mezdra | Greenfield | 43.086694,23.601166 | Isakrski prolom Rjana BG0001042 Vrachanski Balkan BG0000166 | Natura 2000 | Inside | 3.48 | 0 |  | Ka 5 AD | not identified |  |  | private | [5 empty] | operational<5 | 2012 | EUR | 6.8 | 6.8 | [6 empty] | Unicredit Bulbank | Completed | 6.8 |  |  |  | Yes | Two bank loans: 1) EUR 6.8 mil EUR from Unicredit Bulbank - repaid 2) 5.5 mil EUR from ProCredit Bank - extended. Unicredit Bulbank financed the construction | http://dams.reki.bg/0321-dam/0321-dam, http://vei-bg.org/en/projects http://www.justice.government.bg/40/
BG_HP_873 | Bulgaria | Lyutibrod | Iskar | Danube | Mezdra | Cancelled |  |  |  |  | 0 | 0 |  | not identified | not identified | [8 empty] | cancelled | N/A | [15 empty] | N/A | Difficult to find information as there are several plants planned/built in a similar area and it is not clear which is Lyutibrod | http://eea.government.bg/wp/publicregister
BG_HP_874 | Bulgaria | Kresna 2 | Struma | Struma/Strymonas | Kresna | Cancelled |  |  | Natura 2000 | Inside | 0 | 2.9 |  | Power Systems, HES group | Hydro 94 |  |  | private | [5 empty] | cancelled | N/A | [15 empty] | N/A |  | http://www.dnevnik.bg/biznes/companii/2005/07/05/184701_sibank_finansira_s_nad_10_mln_lv_stroeja_na_vec_krai/ http://svobodni-reki.blogspot.hr/2012/12/blog-post_6159.html
BG_HP_875 | Bulgaria | Kresna 3 | Struma | Struma/Strymonas | Kresna | Cancelled |  |  | Natura 2000 | Inside | 0 | 4.8 |  | Power Systems, HES group | Hydro 94 |  |  | private | [5 empty] | cancelled | N/A | EUR | 6.14 | 6.14 | [12 empty] | N/A |  | http://www.dnevnik.bg/biznes/companii/2005/07/05/184701_sibank_finansira_s_nad_10_mln_lv_stroeja_na_vec_krai/ http://svobodni-reki.blogspot.hr/2012/12/blog-post_6159.html
BG_HP_876 | Bulgaria | Davidkovo 2 | Davidkovska (Gloginska) | Arda | Banite | Greenfield | 41.678147, 25.028856 | Dobrostan BG0002073 Rodopi sredniBG0001031 | Natura 2000 | Inside | 1.029 | 0 |  | Davidkovo 2 Ltd | natural persons, linked to venture equity | Bulgaria |  | private |  |  |  |  | SWECO Bulgaria | operational>10 | 2007 | [9 empty] | CIBank JSC (Bulgaria) | Completed | 0.4 |  |  |  | Yes | There are 2 loans, one to CIBank from 2005 - for the construction, it was repaid, the second is as co-debtor to Alianz Bank BG for the Venture Equity credit line, both are in the pledge registry. | http://dams.reki.bg/0070-dam/0070-dam, http://vei-bg.org/en/projects/hydro-pp-andquot%3bdavidkovo-2andquot%3b-1415 http://www.justice.government.bg/40/
BG_HP_877 | Bulgaria | Chair dere | Chair dere river | Maritsa/Evros | Devin | Greenfield | 41.625158, 24.390640 | TRIGRADSKOTO ZHDRELO protected area Zapadni Rodopi BG0001030 Trigrad-Mursalica BG0002113 | Natura 2000 | Inside | 1.5 | 0 |  | Hidroenergy o.o.d. | natural person, Ivan Ruskov, HPP mogul | Bulgaria |  | private | [5 empty] | operational<5 | 2012 | [9 empty] | International Assets Bank Bulgaria | Completed | 0.75 |  |  |  | Yes | This person owns about 7 HPPs and is linked to dozens more | http://dams.reki.bg/0318-dam/0318-dam, http://vei-bg.org/en/projects/mhydro-pp-andquot%3bchair-dereandquot%3b-793 http://www.justice.government.bg/40/
BG_HP_878 | Bulgaria | Energy-Govedartsi | Gorna Preka | Iskur | Samokov | Greenfield | 42.238692, 23.403820 | Rila | National park | Outside | 0 | 3.6 |  | Rila Eco Energy o.o.o.d. | Valentin Zatev | Bulgaria, Russia |  | private | [5 empty] | planned | N/A | [15 empty] | Not identified | It was owned by Cover Italy, then Sold to Valentin Zlatev, representative of LukOil Russia in Bulgaria. There is a campaign to stop it, it is on the border of a National Park and the dam lakes are inside, there should be Natura 2000 zone - Rila Buffer, declared by BG Gov. | http://samokov.bg/wp-content/uploads/2013/06/ПР_15_24.06.2014.doc, https://dams.reki.bg/uploads/Docs/Files/20160828_JALBA_GOVEDARZI_MOSW_DRAFT6.pdf, https://www.capital.bg/politika_i_ikonomika/bulgaria/2017/03/06/2929839_mosv_otmeni_razreshenie_za_izgrajdane_na_maluk_vec/
BG_HP_879 | Bulgaria | Struma 1 | Struma | Struma/Strymonas |  | Cancelled |  |  | Natura 2000 | Inside | 0 | 3.15 |  | None | None | [8 empty] | cancelled | N/A | [15 empty] | None | Cancelled due to the court ruling about stopping building of SHPP in protected areas | http://svobodni-reki.blogspot.hr/2012/12/blog-post_6159.html http://www.whitewater-bg.org/forum/viewtopic.php?f=13&t=290&start=20
BG_HP_880 | Bulgaria | Struma 2 | Struma | Struma/Strymonas |  | Cancelled |  |  | Natura 2000 | Inside | 0 | 3.15 |  | None | None | [8 empty] | cancelled | N/A | [15 empty] | None | Cancelled due to the court ruling about stopping building of SHPP in protected areas | http://svobodni-reki.blogspot.hr/2012/12/blog-post_6159.html http://www.whitewater-bg.org/forum/viewtopic.php?f=13&t=290&start=20
BG_HP_881 | Bulgaria | Struma 3 | Struma | Struma/Strymonas |  | Cancelled |  |  | Natura 2000 | Inside | 0 | 3.885 |  | None | None | [8 empty] | cancelled | N/A | [15 empty] | None | Cancelled due to the court ruling about stopping building of SHPP in protected areas | http://svobodni-reki.blogspot.hr/2012/12/blog-post_6159.html http://www.whitewater-bg.org/forum/viewtopic.php?f=13&t=290&start=20
BG_HP_882 | Bulgaria | Struma 4 | Struma | Struma/Strymonas |  | Cancelled |  |  | Natura 2000 | Inside | 0 | 4.38 |  | None | None | [8 empty] | cancelled | N/A | [15 empty] | None | Cancelled due to the court ruling about stopping building of SHPP in protected areas | http://svobodni-reki.blogspot.hr/2012/12/blog-post_6159.html http://www.whitewater-bg.org/forum/viewtopic.php?f=13&t=290&start=20
BG_HP_884 | Bulgaria | Kaleto | Iskar | Danube | Mezdra | Greenfield | 43.133759, 23.706795 |  |  |  | 3.6 | 0 |  | Inertstroj - Kaleto AD | Toni Yordanov | Bulgaria |  | private |  |  |  |  | TES (Czech republic) GUGLER GMbH | operational 5-10 | 2010 | EUR | 4.3 | 4.3 |  | BG-MDB | European Bank for Reconstruction and Development (EBRD) | Completed | financial intermediary |  | Yes but not identified | Completed |  |  |  |  | Yes | BEERECL | http://dams.reki.bg/0120-dam/0120-dam; http://www.tes.cz/dokumenty/nove_katalogy/tem_hydro_genos_reference_book_en_2014_05_22.pdf, http://www.pymesonline.com/uploads/tx_icticontent/R02221_Bulgaria.pdf, http://inertstroy-kaleto.com/page2.html
BG_HP_885 | Bulgaria | Energy-Chiprovtsi | Chiprovska | Ogosta | Chiprovtsi | Greenfield | 43.416101, 22.949406 | Zapadna Stara Planina i Predbalkan BG0001040 | Natura 2000 | Inside | 1.16 | 0 |  | Pas Engineering Consortium | Lobutov | Bulgaria |  | private | [5 empty] | operational<5 | 2016 | [9 empty] | Unicredit Bulbank | Invested | 1.25 |  |  |  | Yes | Date of commissioning not known however land use decisions were taken only in 2012 so it is clear it must be within the last five years. | http://dams.reki.bg/0095-dam/0095-dam, http://www.mzh.government.bg/MZH/Libraries/Комисия_Зем_земи-Решения/№_КЗЗ-24.sflb.ashx http://www.justice.government.bg/40/
BG_HP_886 | Bulgaria | Luki | Pirinska Bistritsa | Struma/Strymonas | Sandanski | Greenfield | 41.612479, 23.526509 | Sreden Pirin - Alibotush BG0001028 Pirin Buffer BG0002126 | Natura 2000 | Inside | 3 | 0 |  | VETS - Luki e.o.o.d. | Venture Equity Bulgaria JSC | Bulgaria |  | private | [5 empty] | operational>10 | 2005 | [15 empty] | Not identified | There is a bank loan from Unicredit Bulbank where this company is only a co-debtor | http://dams.reki.bg/0162-dam/0162-dam, http://vei-bg.org
BG_HP_887 | Bulgaria | Kostena | Kostena | Mesta/Nestos | Gotse Delchev | Greenfield | 41.694167, 23.627751 | Reka Mesta BG0001021 | Natura 2000 | Inside | 0.5 | 0 |  | KK hidro OOD | Venture Equity Bulgaria JSC | [8 empty] | operational<5 | 2011 | [15 empty] | Not identified | Unicredit Bulbank has extended a loan to the company as co-debtor. It is not clear what is the purpose | http://dams.reki.bg/0386-dam/0386-dam, http://vei-bg.org
BG_HP_888 | Bulgaria | Sokolna | Gavrovnitsa | Tundzha | Pavel Banja | Greenfield | 42.683949, 25.200010 | Centralen Balkan Buffer BG0001493 and BG0002128 | Natura 2000 | Inside | 1.07 | 0 |  | Forum e.o.o.d | Minstroy holding | Bulgaria |  | private | [5 empty] | operational 5-10 | 2008 | EUR | 4 | 4 | [6 empty] | Bulgarian-American Credit Bank (Bulgaria) | Completed | 2.2 |  |  |  | Yes | There is a current bank load to Unicredit Bulbank of 4 mil EUR, but we have listed the previous one since Bulgarian-American Credit Bank was the one to finance the construction with 2.2 EUR which was repaid in 2015 | http://dams.reki.bg/0267-dam/0269-dam, http://vei-bg.org http://www.justice.government.bg/40/
BG_HP_889 | Bulgaria | Dolene | Chepinska | Maritsa/Evros | Velingrad | Greenfield | 42.100800, 24.037937 | Yadenitsa BG0001386 | Natura 2000 | Inside | 1.128 | 0 |  | Stobog e.o.o.d | Natural person | Bulgaria |  | private | [5 empty] | operational<5 | 2012 | [15 empty] | Not identified | Known as Dolene 1. Owners Bogdan Bogdanov and one person with German passport Geral Saifert | http://dams.reki.bg/0080-dam/0080-dam
BG_HP_890 | Bulgaria | Mikrevo | Caparevska | Struma/Strymonas | Strumyani | Greenfield | 41.631862, 23.178794 | Kresna Ilinden BG0000366 Kresna BG0002003 | Natura 2000 | Inside | 1.5 | 0 |  | Eko Elektrik o.o.d. | BEST IN ENERGY OOD | Bulgaria, Austria |  | private | [5 empty] | operational 5-10 | 2006 | [15 empty] | Not identified | The credit of EUR 0.56 mil was extended 6 years after the completion of the HPP; it seems that the Bank has financed the construction, but we have no confirmation | http://vei-bg.org/en/projects/mhydro-pp-andquot%3bmikrevoandquot%3b-128, http://www.esi-africa.com/wp-content/uploads/i/p/Raytcho-Iliev_Hydro.pdf http://www.justice.government.bg/40/
BG_HP_891 | Bulgaria | Arnaoutovtzi | Oshtavska | Struma/Strymonas | Simitli | Existing | 41.815464, 23.255822 | Kresna Ilinden BG0000366 Pirin Buffer BG0002126 | Natura 2000 | Inside | 0.5 | 0 |  | Ara e.o.o.d | Konstantin Paskalev | Bulgaria |  | private | [5 empty] | operational>10 | 2004 | [9 empty] | United Bulgarian Bank (UBB) | Completed | 0.1 |  |  |  | Yes | The HPP s owned by 3 natural persons among which a politician, former mayor of the biggest regional city. Loan noted in the Pledge registry. | http://dams.reki.bg/0009-dam/0009-dam, http://vei-bg.org/en/projects/mhydro-pp-andquot%3barnautovtsiandquot%3b-547 http://www.justice.government.bg/40/
BG_HP_892 | Bulgaria | Asenitza 1 | Chepelarska | Maritsa/Evros | Asenovgrad | Existing | 41.969141, 24.864982 | Rodopi Sredni BG0001031 Dobrostan BG0002073 | Natura 2000 | Inside | 8 | 0 |  | Runo - Kazanlak AD/CSIF Hydro EAD | CSIF HYDRO | Bulgaria |  | private | [5 empty] | operational>10 | 1951 | [15 empty] | N/A | Rehabilitation in 2011 capacity upgraded by 1 MW. Privatized in 2003. CSIF HYDRO is owned by CSIF which is owned by the former girlfriend of the current prime minister and former banker Cvetelina Borislavova. No bank loans. | http://dams.reki.bg/0010-dam/0010-dam, http://vei-bg.org/en/projects/hydro-pp-andquot%3basenitsa-2andquot%3b-144
BG_HP_893 | Bulgaria | Asenitza 2 | Chepelarska | Maritsa/Evros | Asenovgrad | Existing | 42.004478, 24.875687 | Rodopi Sredni BG0001031 Dobrostan BG0002073 | Natura 2000 | Inside | 1.73 | 0 |  | Runo - Kazanlak AD/CSIF Hydro EAD | CSIF HYDRO | Bulgaria |  | private | [5 empty] | operational>10 | 1953 | [15 empty] | N/A |  | http://dams.reki.bg/0010-dam/0011-dam, http://vei-bg.org/en/projects/hydro-pp-andquot%3basenitsa-2andquot%3b-144
BG_HP_895 | Bulgaria | Katuntsi/Katunci (Pirinska Bistritza) | Pirinska Bistritza | Struma/Strymonas | Sandanski | Greenfield | 41.460668, 23.442524 | Sreden Pirin - Alibotush BG0001028 Melnishki Piramidi | Natura 2000 | Inside | 3.4 | 0 |  | Energo - Pro Bulgaria AD/HEC/VETS Energiya Holding EAD | Energo-Pro Czech republic, owned by DK Holding Investments, s.r.o., owned by Jaromir Tesar | Czech Republic |  | private | [5 empty] | operational>10 | 2006 | EUR | 2.3 | 2.3 | 0.7 | BG-MDB | European Bank for Reconstruction and Development (EBRD) | Completed | financial intermediary | 1.6 | Union Bank | Completed | 1.6 |  |  |  | Yes | Financing thorugh Bulgaria Energy Efficiency and Renewable Energy Credit Line. It received an EBRD loan around 2005. | http://dams.reki.bg/0382-dam/0382-dam, http://vei-bg.org/en/projects/hydro-pp-andquot%3bkatuntsiandquot%3b-209, http://www.ise.ie/debt_documents/ListingParticulars_37e47a01-6a2c-4b40-a87e-0904bba27d21.PDF, http://www.vcsprojectdatabase.org/services/publicViewServices/downloadDocumentById/7719, www.ebrd.com/publications/sustainability-report-2005-english.pdf
BG_HP_896 | Bulgaria | Lesitchevo 2 | Topolnitsa | Maritsa/Evros | Petrich | Greenfield | 42.349360, 24.115944 |  |  |  | 1.245 | 0 |  | Delektra EOOD | Georgi Denkov | Bulgarian |  | private |  |  |  |  | TES (Czech republic) | operational 5-10 | 2009 | EUR | 0.7 | 0.7 |  | BG-MDB | European Bank for Reconstruction and Development (EBRD) | Completed | financial intermediary | 0.28 | United Bulgarian Bank (UBB) | Completed | 0.28 |  |  |  | Yes | Financed through the Bulgaria Energy Efficiency and Renewable Energy Credit Line. aka Lesichevo - Extension | http://www.pymesonline.com/uploads/tx_icticontent/R02221_Bulgaria.pdf, https://ji.unfccc.int/UserManagement/FileStorage/AW7UP21MTXLIN9O4KR68DJC0GFZQEB, http://ji.unfccc.int/JIITLProject/DB/7CDMPA9P81N0F3D0PBB1AQB78AKK9T/details, www.ebrd.com/publications/sustainability-report-2005-english.pdf, http://www.tes.cz/dokumenty/nove_katalogy/tem_hydro_genos_reference_book_en_2014_05_22.pdf
BG_HP_897 | Bulgaria | Gashnya | Gashnya | Vacha | Devin | Greenfield | 41.825343, 24.382867 | Rodopi Zapadni BG0001030 | Natura 2000 | Inside | 0.4 | 0 |  | RDS o.o.d. | natural persons | Bulgarian |  | private | [5 empty] | operational 5-10 | 2008 |  |  |  |  | BG-MDB | European Bank for Reconstruction and Development (EBRD) | Completed | financial intermediary | 0.3 | Yes but not identified | Invested |  |  |  |  | Yes | http://www.beerecl.com/cms/ Financed through the Bulgaria Energy Efficiency and Renewable Energy Credit Line. It has also received 0.5 mil EUR from the Bulgarian Ministry of Environment - through management company for environmental protection activities | http://vei-bg.org/en/projects/hydro-pp-andquot%3bgashnya-2003andquot%3b-258 https://dams.reki.bg/0059-dam/0059-dam, http://www.pymesonline.com/uploads/tx_icticontent/R02221_Bulgaria.pdf http://www.justice.government.bg/40/
| Bulgaria | Gashnya |  |  |  | Additional row: Multiple financing sources | [28 empty] | DSK Bank | Invested | 0.3 | [5 empty] | http://www.justice.government.bg/40/
BG_HP_898 | Bulgaria | Topolnitsa | Topolnitsa | Maritsa/Evros | Zlatica | Greenfield | 42.618693,24.033138 | Sredna gora BG0002054 | Natura 2000 | Inside | 0.42 | 0 |  | Hidroenergetika o.o.d. | natural persons | Bulgarian |  | private | [5 empty] | operational 5-10 | 2010 | [9 empty] | DSK Bank | [5 empty] | Not identified | According to the renewable energy register (http://vei-bg.org/) this HPP has received financing through th PHOENIX programme facilitated by the United Bulgarian Bank, however no pledges are listed in their file in the Pledge registry, so the ammount remains unknown. | http://dams.reki.bg/0287-dam/0287-dam, http://vei-bg.org/en/projects/mhydro-pp-andquot%3btopolnitsaandquot%3b-205
BG_HP_899 | Bulgaria | Bansko | Mesta | Mesta/Nestos | Bansko | Duplicate | [7 empty] | not identified | not identified | [8 empty] | unclear | N/A | [15 empty] | N/A | No information found, suspected duplicate of Retizhe or others in Bansko area. | http://eea.government.bg/wp/publicregister
BG_HP_900 | Bulgaria | Banite | Malka Arda | Maritsa/Evros | Banite | Greenfield | 41.609006, 25.055928 | Rodopi Sredni BG0001031 | Natura 2000 | Outside | 3.7 | 0 |  | Hydroenergetica Rodopi o.o.d | Venture Equity Bulgaria JSC | Bulgarian |  | private | [5 empty] | operational 5-10 | 2013 | [9 empty] | CIBank JSC (Bulgaria) | Completed | 3.2 |  |  |  | Yes | In 2012 a new bank loan was extended from Unicredit Bulbank, currently the HPP is part of a pool pledge for the credit line of Venture Equity, extended by Unicredit | http://dams.reki.bg/0013-dam/0013-dam, http://energy-review.bg/energy-statii.aspx?br=61&rub=604&id=57, http://ji.unfccc.int/UserManagement/FileStorage/9W191ZMD4POCA2VZ2JQRG5TJ5U1THW http://www.justice.government.bg/40/
BG_HP_901 | Bulgaria | Galabovo/Gulubovo | Malka Arda | Maritsa/Evros | Galabovo | Greenfield | 41.682248,25.080811 | Rodopi Sredni BG0001031 Dobrostan BG0002073 | Natura 2000 | Inside | 0 | 3.2 |  | Hydroenergetika Rodopi o.o.d | Venture Equity Bulgaria JSC | Bulgarian |  | private | [5 empty] | potential | N/A | [15 empty] | None |  | http://www.hydropowerpro.com/bg/projects.html, http://ji.unfccc.int/UserManagement/FileStorage/9W191ZMD4POCA2VZ2JQRG5TJ5U1THW, http://eea.government.bg/wp/publicregister
BG_HP_902 | Bulgaria | Oriahovo | Malka Arda | Maritsa/Evros |  | Unclear | [7 empty] | not identified | not identified | [8 empty] | unclear | N/A | [15 empty] | N/A | No information found. | http://eea.government.bg/wp/publicregister
BG_HP_903 | Bulgaria | Prespa | Malka Arda | Maritsa/Evros |  | Unclear | [7 empty] | Hydroenergetika Rodopi o.o.d | Venture Equity Bulgaria JSC |  |  | private | [5 empty] | unclear | N/A | [15 empty] | N/A | No information found | http://eea.government.bg/wp/publicregister, http://ji.unfccc.int/UserManagement/FileStorage/9W191ZMD4POCA2VZ2JQRG5TJ5U1THW
BG_HP_904 | Bulgaria | Slivka | Davidkovska | Arda | Banite | Greenfield | 41.683248,25.053415 | Rodopi Sredni BG0001031 Dobrostan BG0002073 | Natura 2000 | Inside | 0 | 1.9 |  | Zdravkov o.o.d | natural persons | Bulgarian |  | private | [5 empty] | under construction | N/A | [15 empty] | Not identified | It is constructed but still not operational | http://dams.reki.bg/0267-dam/0267-dam, http://www.publics.bg/bg/news/12652/Eколози_съветват_България_да_вземе_мерки_за_контрол_над_ВЕЦ-овете_за_да_избегне_санкции_от_ЕС.html
BG_HP_905 | Bulgaria | Churekovska | Churekovska | Maritsa/Evros | Devin | Greenfield | 41.852164, 24.453631 |  |  |  | 1.35 | 0 |  | KID 2226 o.o.d | Petar Korumbashev | Bulgaria |  | private | [5 empty] | operational 5-10 | 2008 |  |  |  |  | BG-MDB | European Bank for Reconstruction and Development (EBRD) | Completed | financial intermediary |  | Yes but not identified | Invested |  |  |  |  | Yes | Construction financed under BEERECL (named Kid 2226 in the source list) Owned by Bulgarian Politician from the Socialist party. Currently there is 0.9 loan from Unicredit that was completed and another loan, extended by DSK Bank for 0.5 mil Eur. | http://dams.reki.bg/0337-dam/0337-dam, http://www.24chasa.bg/Article.asp?ArticleId=4455805, http://www.pymesonline.com/uploads/tx_icticontent/R02221_Bulgaria.pdf http://www.justice.government.bg/40/
BG_HP_906 | Bulgaria | Yugovska/Yugovo | Yugovska | Maritsa/Evros | Yugovo | Greenfield | 41.893249,24.806611 | Rodopi Sredni BG0001031 Dobrostan BG0002073 | Natura 2000 | Inside | 0 | 1.36 |  | Trakija Strom OOD | not identified | Bulgaria |  | private | [5 empty] | potential | N/A | [15 empty] | None |  | http://www.energoproekt.bg/index.php?id=109, http://ji.unfccc.int/UserManagement/FileStorage/9W191ZMD4POCA2VZ2JQRG5TJ5U1THW, http://eea.government.bg/wp/publicregister
BG_HP_907 | Bulgaria | Stankova Reka | Stankova | Mesta/Nestos | Belitsa | Greenfield | 42.0229,23.5730 |  |  |  | 0.9 | 0 |  | VETS Stankova Reka o.o.d. | CSIF HYDRO | Bulgaria |  | private | [5 empty] | operational 5-10 | 2009 | [9 empty] | CIBank JSC (Bulgaria) | Completed | 1.3 |  |  |  | Yes | The HPP is located in an area where Rila Buffer Natura 2000 zone should be declared | http://dams.reki.bg/0407-dam/0407-dam, http://vei-bg.org/en/projects/hydro-pp-andquot%3bstankova-rekaandquot%3b-490
BG_HP_908 | Bulgaria | Pchelina | Struma | Struma/Strymonas | Lobos; Kovachevtsi | Greenfield | 42.503708,22.832162 | Zemen BG0001012 | Natura 2000 | Inside | 1.46 | 0 |  | Power Twenty Twenty | not identified | Bulgaria |  | private | [5 empty] | operational<5 | 2015 | [15 empty] | Not identified |  | http://www.greentech.bg/archives/30110 http://mirogled.com/2014/11/28/%D0%BC%D0%B8%D0%BD%D0%B8-%D0%B2%D0%B5%D1%86-%D1%89%D0%B5-%D1%81%D1%82%D0%BE%D1%8F%D1%82-%D0%BD%D0%B0-%D0%BB%D0%BE%D0%B1%D0%BE%D1%88/ http://www.zapernik.com/obshtestvo/dps-shte-stroi-vec-na-yazovir-pchelina-lobosh_8172// http://bulstatfirma.com/%D0%B1%D1%83%D0%BB%D1%81%D1%82%D0%B0%D1%82-%D0%BF%D0%B0%D1%83%D1%8A%D1%80-%D1%82%D1%83%D0%B5%D0%BD%D1%82%D0%B8-%D1%82%D1%83%D0%B5%D0%BD%D1%82%D0%B8-%D0%BE%D0%BE%D0%B4-%D0%B4%D0%B4%D1%81-%D0%BD%D0%BE/ https://dams.reki.bg/0492-dam/0492-dam
BG_HP_909 | Bulgaria | Retizhe 1 | Retizhe | Mesta/Nestos | Bansko | Existing | 41.7306,23.5760 | Pirin buffer Reka Mesta BG0001021 | Natura 2000 | Inside | 1.9 | 0 |  | Avers Ltd Blagoevgrad | Venture Equity Bulgaria JSC | Bulgaria |  | private | 3 |  |  |  |  | operational>10 | 2004 | EUR | 2 | 2 | [6 empty] | Allianz Bank Bulgaria | Completed | 6 |  |  |  | Yes | Venture equity owns 50%. There are two credits - one of 6 mil EUR from Allianz which was recently repaid and one of 5 Mil from CiBank which is current as refinancing | http://www.avers-bg.eu/, http://vei-bg.org/en/projects/hydro-pp-1-ot-kaskada-andquot%3bretizheandquot%3b-311 http://www.justice.government.bg/40/
BG_HP_910 | Bulgaria | Hristo Smirnenski | Nechinska Bara | Yantra | Gabrovo | Existing | 42.8177, 25.2686 | Balgarka Nature park Balgarka BG0000399 Balgarka BG0000399 Reka Yantra BG0000610 | Natura 2000 | Inside | 0.7 | 0 |  | ViK o.o.d | not identified | Bulgaria |  | public | [5 empty] | operational>10 | 1966 | [15 empty] | N/A | The date of commissioning of the hydroplant itself is not clear but the dam for the Hristo Smirnenski reservoir was opened in 1966 | http://vei-bg.org/en/projects/hydro-pp-andquot%3bhristo-smirnenskiandquot%3b-1322, http://business.highbeam.com/542/article-1G1-118734769/dams-hydro-plants
BG_HP_913 | Bulgaria | ViK 1 | Stakevska | Lom | Belogradchik | Unclear | [7 empty] | not identified | not identified | [8 empty] | unclear | Unclear | [15 empty] | N/A | No info available | No current info available
BG_HP_914 | Bulgaria | ViK 2 | Stakevska | Lom | Belogradchik | Unclear | [7 empty] | not identified | not identified | [8 empty] | unclear | Unclear | [15 empty] | N/A | No info available | No current info available
BG_HP_915 | Bulgaria | Mega 1 | Lom | Danube | Cuprene | Greenfield | 43.4949,22.7742 | Zapadna Stara Planina i Predbalkan BG0001040 Zapaden Balkan BG0002002 | Natura 2000 | inside | 0.56 | 0 |  | Megastroy 2004 Ltd | Kiril Dobrev | Bulgaria |  | private | [5 empty] | operational 5-10 | 2009 | [9 empty] | DSK Bank | Invested | 0.72 |  |  |  | Yes | The HPP was connected to Union Electric | http://dams.reki.bg/0175-dam/0175-dam, http://vei-bg.org/en/projects/mhydro-pp-andquot%3bmega-1andquot%3b-201 http://www.justice.government.bg/40/
BG_HP_916 | Bulgaria | ЕRТ 1 | Leva | Ogosta | Gorni Lom | Greenfield | 43.432129,22.741399 | Zapadna Stara Planina i Predbalkan BG0001040 Zapaden Balkan BG0002002 | Natura 2000 | inside | 0 | 0.2 |  | ERT HYDRО | CSIF HYDRO | Bulgaria |  | private | 2 |  |  |  |  | under construction | N/A | [15 empty] | Not identified | As of late 2017 the construction has started and some parts are already built | http://eea.government.bg/wp/publicregister
BG_HP_917 | Bulgaria | ЕRТ 2 | Leva | Ogosta | Gorni Lom | Greenfield |  | Zapadna Stara Planina i Predbalkan BG0001040 Zapaden Balkan BG0002002 | Natura 2000 | inside | 0 | 0.2 |  | ERT HYDRО | CSIF HYDRO | Bulgaria |  | private | 2 |  |  |  |  | under construction | N/A | [15 empty] | Not identified | ERT 2 is part of ERT 1 | http://eea.government.bg/wp/publicregister
BG_HP_918 | Bulgaria | ЕRТ 3 | Barza | Ogosta | Gorni Lom | Greenfield | 43.420943,22.700555 | Zapadna Stara Planina i Predbalkan BG0001040 Zapaden Balkan BG0002002 | Natura 2000 | inside | 0 | 0.15 |  | ERT HYDRО | CSIF HYDRO | Bulgaria |  | private | 4 |  |  |  |  | under construction | N/A | [15 empty] | Not identified | As of late 2017 the construction has started and some parts are already built | http://eea.government.bg/wp/publicregister
BG_HP_919 | Bulgaria | Barzi vir | Barza, Pokalska | Danube | Chuprene | Greenfield | 43.4208,43.4208 | Zapadna Stara Planina i Predbalkan BG0001040 Zapaden Balkan BG0002002 | Natura 2000 | inside | 0.32 | 0 |  | Bioenergiĭni tekhnologii EOOD | natural person | Bulgaria |  | private | 4 |  |  |  |  | operational 5-10 | 2010 | [15 empty] | Not identified |  | http://dams.reki.bg/0037-dam/0037-dam, http://vei-bg.org/en/projects/mhydro-pp-andquot%3bburzi-virandquot%3b-532
BG_HP_920 | Bulgaria | Leva reka 1 | Dalga Lekia | Ogosta i zapadno ot Ogosta | Gorni Lom; Chuprene | Greenfield | 43.415500,22.744388 | Zapadna Stara Planina i Predbalkan BG0001040 Zapaden Balkan BG0002002 | Natura 2000 | inside | 0 | 0.28 |  | Bioenergiĭni tekhnologii EOOD | natural person | Bulgaria |  | private |  | 2005 |  |  |  | planned | N/A | [15 empty] | None |  | https://www.google.bg/url?sa=t&rct=j&q=&esrc=s&source=web&cd=3&ved=0CDAQFjACahUKEwifltnRpPzHAhWJwBQKHQz-Cxg&url=http%3A%2F%2Fwww.me.government.bg%2Ffiles%2Fuseruploads%2Ffiles%2Fobshtestven_syvet%2Fdogovori_prisyedinqvane.xlsx&usg=AFQjCNGsWedIRhcMJo-TFsYhsLQjghhXjA&bvm=bv.102829193,d.bGg&cad=rja
BG_HP_921 | Bulgaria | Leva reka 2 | Leva lekia | Ogosta i zapadno ot Ogosta | Gorni Lom; Chuprene | Greenfield | 43.426527,22.749971 | Zapadna Stara Planina i Predbalkan BG0001040 Zapaden Balkan BG0002002 | Natura 2000 | inside | 0 | 0.22 |  | Bioenergiĭni tekhnologii EOOD | natural person | Bulgaria |  | private |  | 2005 |  |  |  | planned | N/A | [15 empty] | None |  | https://www.google.bg/url?sa=t&rct=j&q=&esrc=s&source=web&cd=3&ved=0CDAQFjACahUKEwifltnRpPzHAhWJwBQKHQz-Cxg&url=http%3A%2F%2Fwww.me.government.bg%2Ffiles%2Fuseruploads%2Ffiles%2Fobshtestven_syvet%2Fdogovori_prisyedinqvane.xlsx&usg=AFQjCNGsWedIRhcMJo-TFsYhsLQjghhXjA&bvm=bv.102829193,d.bGg&cad=rja
BG_HP_966 | Bulgaria | Kresna 4 | Struma | Struma/Strymonas | Struma | Cancelled |  | Kresna BG0002003 Kresna - Ilindentsi BG0000366 | Natura 2000 | Inside | 0 | 0 |  | Kresna Elektrik OOD | Todor Dimov | Bulgaria |  | private | [5 empty] | cancelled | N/A | [15 empty] | N/A | It seems that the owner was not paying the subcontractors to an agreed amount, got sued and subcontractors won. Not clear for which HPP. | http://www.reki.bg/2014/07/2.html
BG_HP_967 | Bulgaria | Kresna 5 | Struma | Struma/Strymonas | Struma | Cancelled |  | Kresna BG0002003 Kresna - Ilindentsi BG0000366 | Natura 2000 | Inside | 0 | 0 |  | Kresna Elektrik OOD | Todor Dimov | Bulgaria |  | private | [5 empty] | cancelled | N/A | [15 empty] | N/A | see Kresna 4 | http://eea.government.bg/wp/publicregister
BG_HP_968 | Bulgaria | Kresna 6 | Struma | Struma/Strymonas | Struma | Cancelled |  | Kresna BG0002003 Kresna - Ilindentsi BG0000366 | Natura 2000 | Inside | 0 | 0 |  | Kresna Elektrik OOD | Todor Dimov | Bulgaria |  | private | [5 empty] | cancelled | N/A | [15 empty] | N/A | see Kresna 4 | http://eea.government.bg/wp/publicregister
BG_HP_969 | Bulgaria | Skrino 4 | Struma | Struma/Strymonas |  | Cancelled |  |  | Natura 2000 | Inside | 0 | 0 |  | None | None | [8 empty] | cancelled | N/A | [15 empty] | N/A | Insufficient information available | http://eea.government.bg/wp/publicregister
BG_HP_970 | Bulgaria | Skrino 5 | Struma | Struma/Strymonas |  | Cancelled |  |  | Natura 2000 | Inside | 0 | 0 |  | None | None | [8 empty] | cancelled | N/A | [15 empty] | N/A | Insufficient information available | http://eea.government.bg/wp/publicregister
BG_HP_999 | Bulgaria | Dolno Uyno upstream/Dragovishtitsa | Dragovistitsa | Struma/Strymonas | Kyustendil | Greenfield | 42.412647, 22.569417 | Kurshavelo BG0000294 | Natura 2000 | Inside | 0.55 |  |  | Kooperatsia Paralel 2000 | Natural persons | Bulgaria |  | public-private | [5 empty] | operational 5-10 | 2010 | EUR | 3.5 | 3.5 | 0.9 | [11 empty] | Not identified | Unclear which bank was creditor. | http://dams.reki.bg/0435-dam/0435-dam http://dariknews.bg/view_article.php?article_id=526582 http://news.vratza.com/?id=1854779&adate=2010-05-11
BG | Bulgaria | Chereshovitsa | Mali Iskar | Danube | Etropole | Greenfield | 42.778444, 24.026583 |  |  |  | 0.5 | 0 |  | VETS CHERESHOVITSA EOOD | Gardenia Holding GMBH | Austria | Bentera Gmbh | private | 3 |  |  |  |  | under construction | N/A | [15 empty] | Not identified | Constructed but still not operational | https://translate.google.bg/translate?hl=hr&sl=bg&tl=en&u=http%3A%2F%2Fvalidex-bg.com%2Fvec.html
BG | Bulgaria | Karlukovo | Iskar | Danube | Karlukovi; Lukovit | Greenfield | 43.202305,24.070388 | Karlukovo BG0001014 Karlukovski karst BG0000332 | Natura 2000 | Inside | 2.3 | 0 |  | Lukel Ltd | Energo-Pro Czech republic, owned by DK Holding Investments, s.r.o., owned by Jaromir Tesar | Czech Republic |  | private | [5 empty] | operational 5-10 | 2010 | [9 empty] | MKB UnionBank Bulgaria | Completed | 2.8 |  |  |  | Yes | 1. Loan from MKB Unionbank to the amount 2.8 mil EUR, co-debtor, completed 2. Loan from Czech Export Bank as co-debtor with EnergoPro, extended after operation has started | http://www.economic.bg/bg/news/2/Grisha-Ganchev-prodade-9-VEC-a-na-Energo-Pro.html http://ecosolar-bg.com/%D0%BF%D1%80%D0%BE%D0%B5%D0%BA%D1%82%D0%B8/%D0%B8%D0%B7%D0%B2%D1%8A%D1%80%D1%88%D0%B5%D0%BD%D0%B8-%D0%BA%D0%BE%D0%BD%D1%81%D1%83%D0%BB%D1%82%D0%B0%D0%BD%D1%82%D1%81%D0%BA%D0%B8-%D0%B4%D0%B5%D0%B9%D0%BD%D0%BE%D1%81%D1%82%D0%B8/%D0%B2%D0%BE%D0%B4%D0%BD%D0%BE-%D0%B5%D0%BB%D0%B5%D0%BA%D1%82%D1%80%D0%B8%D1%87%D0%B5%D1%81%D0%BA%D0%B8-%D1%86%D0%B5%D0%BD%D1%82%D1%80%D0%B0%D0%BB%D0%B8 https://dams.reki.bg/0125-dam/0125-dam
BG | Bulgaria | Gabrovitza 1 and 2 (Tevani 1 and 2) | Maritza | Maritsa/Evros | Gabrovitza; Belovo | Greenfield | 42.248916,23.919999 | Golak | Natura 2000 | Inside | 0 | 0.42 |  | Tevani i Ko OOD | MVEC Gabrovica Plovdiv | Bulgaria |  | private | [5 empty] | planned | N/A | [15 empty] | Not identified |  | http://eea.government.bg/wp/publicregister
BG | Bulgaria | Dositeevo | Maritza | Maritsa/Evros |  | Greenfield |  |  | Natura 2000 | Inside |  |  |  | not identified | not identified | [8 empty] | unclear | Unclear | [15 empty] | None | Insufficient information available | http://eea.government.bg/wp/publicregister
BG | Bulgaria | Dimitrovgrad | Maritza | Maritsa/Evros | Dimitrovgrad; Haskovo | Greenfield | 42.063638,25.568582 | Reka Maritsa | Natura 2000 | Inside | 0 | 2.4 |  | EКO - HIDROVAT | Eko-Hidrovat OOD | Bulgaria |  | private | [5 empty] | concession awarded | N/A | [15 empty] | None |  | http://haskovo.riosv.com/docs/2810.pdf
BG | Bulgaria | Krum | Maritza | Maritsa/Evros | Krum; Dimitrovgrad | Greenfield | 42.073277,25.495138 | Reka Maritsa | Natura 2000 | Inside | 0 | 3 |  | Maritsa Krum | not identified | Bulgaria |  | private |  | 2005 |  |  |  | concession awarded | N/A | [15 empty] | None |  | http://www.dimitrovgrad.bgvesti.net/index.php/news/80007/Kmetat-na-Krum-iska-treti-mandat--stroi-selska-VEC
BG | Bulgaria | Zlatna Livada | Maritza | Maritsa/Evros |  | Unclear | [7 empty] | not identified | not identified | [8 empty] | unclear | Unclear | [15 empty] | N/A | Possibly the same as Trento 2, possibly cancelled | http://eea.government.bg/wp/publicregister
BG | Bulgaria | Parvomay | Yantra | Yantra | Gorna Oriahovitsa | Greenfield | 43.141070,25.624039 | Reka Yantra BG0000610 | Natura 2000 | Inside | 0 | 0.2 |  | VEC PARVOMAICI OOD | natural persons | Bulgaria |  | private | [5 empty] | concession awarded | N/A | [15 empty] | None |  | https://bg.wikipedia.org/wiki/%D0%9F%D1%80%D0%BE%D0%B5%D0%BA%D1%82_%E2%80%9E%D0%9C%D0%B0%D1%80%D0%B8%D1%86%D0%B0%E2%80%9D http://energy-review.bg/energy-news.aspx?id=387 http://dariknews.bg/view_article.php?article_id=910368
BG | Bulgaria | Dobri Dol | Maritza | Maritsa/Evros | Parvomai | Greenfield | 42.129027,25.293360 | Reka Maritsa Maritsa Parvomai | Natura 2000 | Inside | 0 | 3.69 |  | Delchev I sin - DID | natural pesons | Bulgaria |  | private | [5 empty] | concession awarded | N/A | [15 empty] | None | Insufficient information available | http://eea.government.bg/wp/publicregister
BG | Bulgaria | Govedare and Stamboliyski | Maritza | Maritsa/Evros | Govedare; Plovdiv | Unclear |  | Govedare; Plovdiv | Natura 2000 | Inside |  |  |  | Hidro Energoproekt NER | not identified | Bulgaria |  | private | [5 empty] | unclear | N/A | [15 empty] | N/A | May be the same as VEC Polatovo | http://www.moew.government.bg/?show=top&cid=586
BG | Bulgaria | Nova Nadezhda | Maritza | Maritsa/Evros | Nova Nadezhda; Haskovo | Unclear |  |  | Natura 2000 | Inside |  |  |  | not identified | not identified | [8 empty] | unclear | N/A | [15 empty] | N/A | May be the same as Trento-3 | http://dariknews.bg/view_article.php?article_id=357548
BG | Bulgaria | Manole | Maritza | Maritsa/Evros | Manole; Maritza | Greenfield | 42.162461,24.949775 | Reka Maritsa | Natura 2000 | Inside | 0 | 4.9 |  | MVETS MANOLE | Unionelectric | Bulgaria |  | private | [5 empty] | potential | N/A | EUR | 20 | 20 | [12 empty] | None | Stopped by the court in 2013 | http://www.plovdivmedia.com/19344.html http://www.hydroep.com/bg/proects
BG | Bulgaria | Milevo | Maritza | Maritsa/Evros | Sadovo | Greenfield | 42.169326,24.100725 | FOSILNI NAKHODKI Maritsa - Parvomay BG0002081 Reka Maritsa BG0000578 | Natura 2000 | Inside | 0 | 4.9 |  | MVETS MARITSA OOD | not identified | [8 empty] | unclear | N/A | [15 empty] | None | Insufficient information available | http://eea.government.bg/wp/publicregister
BG | Bulgaria | Radovets | Tundzha | Tundzha | Topolovgrad | Cancelled |  |  | Natura 2000 | Inside | 0 | 0 |  | not identified | not identified | [8 empty] | cancelled | N/A | [15 empty] | None |  | http://eea.government.bg/wp/publicregister
BG | Bulgaria | Ustrem and Srem | Tundzha | Maritsa/Evros | Topolovgrad | Greenfield | 42.012411,26.487527 | Jdreloto na reka Tundja BG0000217 Sakar BG0002021 | Natura 2000 | Inside | 2 | 0 |  | Mobistar o.o.d. | natural persons | Bulgaria |  | private | [5 empty] | operational 5-10 | 2011 | [9 empty] | United Bulgarian Bank (UBB) | Completed | 0.25 |  |  |  | Yes | Loan registered in the Pledge registry | http://dams.reki.bg/0302-dam/0302-dam https://www.youtube.com/watch?v=Mv2ixSo_j_0 http://vei-bg.org/bg/projects/mvets-andquot%3Bustrem-mobistarandquot%3B--125 http://vsichkifirmi.com/185736-firma-mobistar-ood http://www.justice.government.bg/40/
BG/TR | Bulgaria | Tundsa | Tundzha | Maritsa/Evros | Kardzhali | Cancelled |  |  | Natura 2000 | Inside | 0 | 0 |  | not identified | not identified | [8 empty] | cancelled | N/A | [15 empty] | None | This dam project was cancelled due to lack of cooperation on Bulgarian side and frequent floods by tributary rivers | http://dariknews.bg/view_article.php?article_id=1419876
BG | Bulgaria | Blagoevgradska Bistritsa 1-8 | Bistritsa | Struma/Strymonas | Blagoevgrad | Greenfield | 42.043719, 23.218446 |  |  |  | 6.8 | 0 |  | Blagoevgradska Bistrica | Unionelectric | Bulgaria |  | private | 8 |  |  |  |  | operational 5-10 | 2012 |  |  |  |  | BG-MDB | European Bank for Reconstruction and Development (EBRD) | Completed | financial intermediary | 6 | Allianz Bank Bulgaria | Completed | 6 |  |  |  | Yes | The coordinates provided are just in the middle of the cascade. It was built by Grisha Ganchev, on a drinking water pipeline. According to media reports in 2013 it was sold to Energo Pro, but actualy it was Unionenergy. The drinking water is taken within Rila National Park, hence we can say the HPP affects it, but this is for public drinking water not only for hydropower. Energy efficiency and Renewable Energy Credit Line Framework agreement between Allianz Bank Bulgaria and EBRD - according to the pledge agreement the total amount is pledged in favour to EBRD, hence the whole amount is most probably extended under this scheme. | https://hec.bg/services/hydropower, http://vei-bg.org/en/projects?srch=true&text=blagoev&type=&oblast=&view=1 https://dams.reki.bg/0358-dam/0358-dam http://www.justice.government.bg/40/
BG | Bulgaria | Loziata 1 | Vacha | Maritsa/Evros | Rhodopi | Greenfield | 42.043124, 24.500824 |  |  |  | 0.8 | 0 |  | Brestiom AD | Unionelectric | Bulgaria |  | private | 3 |  |  |  |  | operational>10 | 2005 | EUR | 3.7 | 3.7 |  | BG-MDB | European Bank for Reconstruction and Development (EBRD) | Completed | financial intermediary | 1.5 | United Bulgarian Bank (UBB) | Completed | 3 |  |  |  | Yes | Potentially there is a 0.8 mil EUR loan from International Assets Bank Bulgaria, however it is not included as it is not certain which Loziata plant it was used for. | http://www.tes.cz/dokumenty/nove_katalogy/tem_hydro_genos_reference_book_en_2014_05_22.pdf, www.ebrd.com/publications/sustainability-report-2005-english.pdf, https://ji.unfccc.int/UserManagement/FileStorage/9UMNVYZLI425D0XSFR3CQK8E1P67HW, http://uniongroup.bg/en/topic/14/investment-projects#content-single, https://dams.reki.bg/0493-dam/0493-dam
BG_new_1 | Bulgaria | Brusen | Iskar | Iskur | Mezdra | Existing | 43.135138,23.765833 |  |  |  | 0.372 | 0 |  | Baldor EOOD | Veselin Todorov | Bulgaria |  | private | [5 empty] | operational>10 | 1993 | [15 empty] | N/A |  | https://dams.reki.bg/0033-dam/0033-dam
BG_new_2 | Bulgaria | Lyakhovo | Chepinska | Maritsa | Pazardzhik | Existing | 42.148277,24.14072 |  |  |  | 0.3 | 0 |  | Aret 3 OOD | Svetlina Nikolova | Bulgaria |  | private | [5 empty] | operational>10 | 1996 | [15 empty] | N/A |  | https://dams.reki.bg/0165-dam/0165-dam
BG_new_3 | Bulgaria | Bebresh | Bebresh | Iskur | Botevgrad | Greenfield | 42.890805,23.762014 |  |  |  | 1.05 | 0 |  | Agroinzhenering 90 EOOD | Valentin Zlatev | Bulgaria, Russia |  | private | [5 empty] | operational<5 | 2014 | [15 empty] | Not identified | EFG Eurobank-Postbank Bulgaria invested 3.7 mil EUR, after the completion of the HPP, probably related to other HPP investments. Owned by the representaitive of Lukoil Russia. | https://dams.reki.bg/0017-dam/0017-dam
BG_new_4 | Bulgaria | Byala reka (Arda) | Arda | Arda | Rudozem | Existing | 41.494777,24.795333 |  |  |  | 0.24 | 0 |  | Akvafors EOOD | Valentin Lebanov | Bulgaria |  | private | [5 empty] | operational>10 | 2004 | [9 empty] | Bulgarian-American Credit Bank (Bulgaria) | Completed | 1 |  |  |  | Yes | There is another loan to the amount of 0.7 mil EUR from AlphaBANK extended after the completion of the plant | https://dams.reki.bg/0041-dam/0041-dam http://www.justice.government.bg/40/
BG_new_5 | Bulgaria | Garvanitsa | Strane | Mesta/Nestos | Razlog | Greenfield | 41.934260,23.436769 | Rila | National park | Inside | 1 | 0 |  | Akva-Vak OOD | natural persons | Bulgaria |  | private | [5 empty] | operational>10 | 2006 | [15 empty] | Not identified |  | https://dams.reki.bg/0369-dam/
BG_new_6 | Bulgaria | Kaleto | Topolnitsa | Maritsa | Zlatitsa | Greenfield | 42.653772,24.159409 | Sredna gora BG0002054 Sredna gora BG0001389 | Natura 2000 | Inside | 3 | 0 |  | Asarel chista energiya EOOD | Asarel medet | Bulgaria |  | private | [5 empty] | operational 5-10 | 2009 | EUR | 4 | 4 | [12 empty] | Not identified | Underneath existing old dam. Also known as Jekov Vir | http://eea.government.bg/wp/publicregister http://www.asarel.com/Actual/News/NewsItem.aspx?NewsItem=2e3f5cf4-4589-4b2a-9616-ef9cf24e1810 http://www.pariteni.bg/?tid=40&oid=161998
BG_new_7 | Bulgaria | Osika | Shirokolashka | ` | Devin | Greenfield | 41.695730,24.529341 | Zapadni Rodopi BG0001030 | Natura 2000 | Inside | 0.293 | 0 |  | Agenor EOOD | Minstroy holding | Bulgaria |  | private | [5 empty] | operational 5-10 | 2010 | [15 empty] | Not identified | EUR 0.4 mil leasing contract with Raiffeisen leasing signed after operation has started There is another loan to of 4 mil EUR from Unicredit Bulbank, which was extended after the completion of the HPP. | https://dams.reki.bg/0204-dam/0204-dam http://www.justice.government.bg/40/
BG_new_8 | Bulgaria | Gradevo | Gradevska | Struma/Strymonas | Simitli | Greenfield | 41.886269,23.151508 |  |  |  | 0.65 | 0 |  | BEESTEN ENERGY | natural persons | Bulgaria |  | private | [5 empty] | operational 5-10 | 2011 | [15 empty] | Not identified |  | https://dams.reki.bg/0372-dam/0372-dam
BG_new_9 | Bulgaria | Bistritsa A | Blagoevgradska Bistrica | Struma/Strymonas | Blagoevgrad | Greenfield | 42.048862,23.210283 |  |  |  | 0.7 | 0 |  | A i A OOD | natural persosns | Bulgaria |  | private | [5 empty] | operational 5-10 | 2012 | [9 empty] | Unicredit Bulbank | Completed | 0.85 |  |  |  | Yes |  | https://dams.reki.bg/0456-dam/0456-dam http://www.justice.government.bg/40/
BG_new_10 | Bulgaria | Hladilnika | Davidkovska | Arda | Ardino | Greenfield | 41.680043,25.136776 | Sredni Rodopi BG0001031 Dobrostan BG0002073 | Natura 2000 | Inside | 1.8 | 0 |  | Aleko EOOD | Aleko Keleshev | Bulgaria |  | private | [5 empty] | operational 5-10 | 2012 | [9 empty] | DSK Bank | Invested | 2.4 |  |  |  | Yes |  | https://dams.reki.bg/0309-dam/0309-dam http://www.justice.government.bg/40/
BG_new_11 | Bulgaria | Vlahi (Vlahinska) | Vlahinska | Struma/Strymonas | Kresna | Greenfield | 41.736985,23.238363 | Kresna BG0002003 Kresna - Ilindentsi BG0000366 | Natura 2000 | Inside | 1.05 | 0 |  | Snabdyavane, zagotovki i montazh OOD | Ivan Pishiev | Bulgaria |  | private | 4 |  |  |  |  | operational>10 | 2006 | [15 empty] | Not identified | There is another HPP with the same name, but they are different | Vlahi
BG_new_12 | Bulgaria | Gorski dol | Shirokolyshka | maritsa | Smolyan | Existing | 41.687576,24.551530 | Rodopi - Zapadni BG0001030 | Natura 2000 | Inside | 0.5 | 0 |  | Vetos OOD | Dimitar Toshev | Bulgaria |  | private | [5 empty] | operational>10 | 2004 | [15 empty] | Not identified | International Assets Bank Bulgaria 0.03 mil loan extended after operation has started. | https://dams.reki.bg/0063-dam/0063-dam http://www.justice.government.bg/40/
BG_new_13 | Bulgaria | Katuntsi-1 (Petroska) | Petroska | Struma/Strymonas | Sandanski | Existing | 41.444616,23.440169 | Sreden Pirin - Alibotush BG0001028 Slavqnka BG0002078 | Natura 2000 | Inside | 0.8 | 0 |  | Hidroenergostroi | Ivan Chapov | Bulgaria |  | private | [5 empty] | operational>10 | 2004 | [15 empty] | Not identified | Raiffeisenbank invested 1 mil EUR after the operation has started. There was a previous credit of EUR 0.45 million again from Raiffeisen | https://dams.reki.bg/0383-dam/0383-dam
BG_new_14 | Bulgaria | Pilatovets | Slaveevica | Ogosta | Chiprovtsi | Greenfield | 43.374777,22.838166 | Zapaden Balkan BG0002002 Zapadna Stara planina i Predbalkan BG0001040 | Natura 2000 | Inside | 0.8 | 0 |  | Zakharen svyat OOD | Offshore | Bulgaria |  | private | [5 empty] | operational 5-10 | 2009 | [9 empty] | Unicredit Bulbank | Invested | 0.5 |  |  |  | Yes |  | https://dams.reki.bg/0212-dam/0212-dam http://www.justice.government.bg/40/
BG_new_15 | Bulgaria | Smirnenski | Lom | Danube | Brusartzi | Existing | 43.6195,23.0160 |  |  |  | 0.16 | 0 |  | Napoitelni sistemi EAD - klon Miziya | Ministry Agriculture | Bulgaria |  | public | [5 empty] | operational>10 | 2001 | [15 empty] | Not identified | Underneath existing old dam - there is another HPP with the same name | http://eea.government.bg/wp/publicregister
BG_new_16 | Bulgaria | Hubcha | Biala reka | Arda | Smolyan | Existing | 41.633277,24.761027 | HUBCHA | Natural monument | Inside | 0.2 | 0 |  | Dani-M-97 OOD | Dani-M-97 | Bulgaria |  | private | [5 empty] | operational>10 | 1956 | [15 empty] | N/A | Linked to Mont El, Vodemil, pls see Vodemil | https://dams.reki.bg/0310-dam/0310-dam
BG_new_17 | Bulgaria | Arnaut dere | Tremoshnica | Struma/Strymonas | Sandanski | Existing | 41.680157,23.363586 |  |  |  | 1 | 0 |  | Eko Enerdgy AD | Arben Karadja, Darina Kostadinova | Bulgaria |  | private | [5 empty] | operational>10 | 2003 | [15 empty] | Not identified |  | https://dams.reki.bg/0007-dam/0007-dam
BG_new_18 | Bulgaria | Kosharnik | Ogosta | Ogosta | Montana | Existing | 43.4313,23.2242 |  |  |  | 0.16 | 0 |  | Napoitelni sistemi EAD - klon Miziya | Ministry Agriculture | Bulgaria |  | public | [5 empty] | operational>10 | 2000 | [15 empty] | Not identified | Underneath existing old dam | http://eea.government.bg/wp/publicregister https://bspmontana.com/%D0%B4%D0%BE-%D0%B4%D0%BE-%D0%BC%D0%B8%D0%BD%D0%B8%D1%81%D1%82%D0%B5%D1%80/ http://wikimapia.org/28233274/bg/%D0%92%D0%95%D0%A6-%D0%9A%D0%BE%D1%88%D0%B0%D1%80%D0%BD%D0%B8%D0%BA
BG_new_19 | Bulgaria | Sushitska - 2 | Sushitska | Struma/Strymonas | Simitli | Existing | 41.822210,23.091510 |  |  |  | 0.5 | 0 |  | Dimal AM OOD | Aldima | Bulgaria |  | private | [5 empty] | operational>10 | 2001 | [15 empty] | Not identified | EFG Eurobank -Postbank Bulgaria has extended a loan to the amount of 0,3 mil s signed after the completion of the construction of the HPP | https://dams.reki.bg/0409-dam/0409-dam
BG_new_20 | Bulgaria | Bistritsa | Bistritsa | Iskur | Samokov | Existing | 42.259954, 23.595306 |  |  |  | 0.12 | 0 |  | Druzhestvo po ZZD Kardam 2 | Not identified | Bulgaria |  | private | [5 empty] | operational>10 | 1912 | [15 empty] | N/A | It is not very clear which HPP is this. Most likely it is an old HPP located in the former King's Palace and we have indicated those coordinates | http://eea.government.bg/wp/publicregister https://www.инженер.bg/energetika/implementations/%D0%BC%D0%B8%D0%BD%D0%B8-%D0%B2%D0%B5%D1%86-%D1%86%D0%B0%D1%80%D1%81%D0%BA%D0%B0-%D0%B1%D0%B8%D1%81%D1%82%D1%80%D0%B8%D1%86%D0%B0-%D0%B5-%D1%81-%D0%BD%D0%BE%D0%BC%D0%B8%D0%BD%D0%B0%D0%BB%D0%BD%D0%B0-%D0%BC%D0%BE%D1%89%D0%BD%D0%BE%D1%81%D1%82-140-kw-%D0%B8-%D0%B2%D0%B5%D1%87%D0%B5-%D1%81%D1%82%D0%BE%D0%BB%D0%B5%D1%82%D0%B8%D0%B5-%D1%80%D0%B0%D0%B1%D0%BE%D1%82%D0%B8-%D0%B1%D0%B5%D0%B7%D0%BE%D1%82%D0%BA%D0%B0%D0%B7%D0%BD%D0%BE
BG_new_21 | Bulgaria | Luna | Botunya | Ogosta | Krivodol | Greenfield | 43.283527,23.343916 | Bilernicite | Natura 2000 | Inside | 0.481 | 0 |  | Botunya Enerdzhi AD | natural persons | Bulgaria |  | private | [5 empty] | operational 5-10 | 2011 | [9 empty] | United Bulgarian Bank (UBB) | Completed | 0.925 |  |  |  | Yes |  | https://dams.reki.bg/0161-dam/0161-dam http://www.justice.government.bg/40/
BG_new_22 | Bulgaria | Kashina | Kashinska | Struma/Strymonas | Sandanski | Existing | 41.559805,23.467804 | Pirin bufer BG0002126 | Natura 2000 | Inside | 0.47 | 0 |  | Elpro-Es OOD | Evgeni Kremenliev | Bulgaria |  | private | [5 empty] | operational>10 | 2004 | [15 empty] | Not identified |  | https://dams.reki.bg/0384-dam/0384-dam
BG_new_23 | Bulgaria | Leshnitsa | Leshnica | Tundzha | Kazanlak | Existing | 42.692780,25.229350 | LESHNITSA protected area Centralen Balkan Buffer BG0001493 and BG0002128 Qzovir Koprinka BG0000261 | Natura 2000 | inside | 0.24 | 0 |  | Eko Enerdgy AD | Arben Karadja, Darina Kostadinova | Bulgaria |  | private | [5 empty] | operational>10 | 2000 | [15 empty] | Not identified |  | https://dams.reki.bg/0151-dam/0151-dam
BG_new_24 | Bulgaria | V i K - Stara Zagora |  | Tundzha | Stara Zagora | Greenfield |  |  |  |  | 0.554 | 0 |  | Vodosnabdyavane i kanalizatsiya EOOD | State owned | Bulgaria |  | public | [5 empty] | operational 5-10 | 2012 | [15 empty] | Not identified | Little info. Built on existing systems. One article mentions EBRD as investor. | http://eea.government.bg/wp/publicregister http://www.voda.bg/news-57/info-4495 https://m.dnevnik.bg/print/arhiv_pari/2006/08/01/1651475_vik-stara_zagora_gradi_vec/ http://www.chambersz.com/news/2049-izpolzvane-na-vodata-kato-vazobnovyaem-energien-iztochnik
BG_new_25 | Bulgaria | G’ovren | Trigradska | Vacha | Devin | Greenfield | 41.664052,24.368863 | Zapadni Rodopy BG0001030 Trigrad Mursalica BG0002113 | Natura 2000 | inside | 0.634 | 0 |  | Ekoenergiya OOD | Petrol Commerce | Bulgaria |  | private | [5 empty] | operational 5-10 | 2009 | [15 empty] | Not identified | Unicredit Bulbank EUR 0.65 million: the loan was extended after the HPP was put in operation, but it seems the loan was extended in connection to the construction of HPP (the pledge is made over the shares of the SPV. However, not possible to confirm at the moment. | https://dams.reki.bg/0068-dam/0068-dam
BG_new_26 | Bulgaria | Zlataritsa Gen. 1 + Gen. 2 | Zlatarica | Mesta/Nestos | Razlog | Greenfield | 41.898333,23.657221 |  |  |  | 0.86 | 0 |  | Irita OOD | Dimitar Hadjiev | Bulgaria |  | private | [5 empty] | operational 5-10 | 2013 | [9 empty] | Unicredit Bulbank | Invested | 0.4 |  |  |  | Yes |  | ZlataricaGen.1 http://www.justice.government.bg/40/
BG_new_27 | Bulgaria | Sini vir | Yantra | Yantra | Veliko Tarnovo | Greenfield | 43.065167,25.570477 | Reka Yantra BG0000610 | Natura 2000 | Inside | 0.28 | 0 |  | Raĭtŭr EOOD | Mariana Kostadinova | Bulgaria |  | private | [5 empty] | operational 5-10 | 2009 | [15 empty] | Not identified |  | http://eea.government.bg/wp/publicregister
BG_new_28 | Bulgaria | Tsonevo | Luda Kamchia | Kamchiya | Dalgopol | Greenfield | 43.0313,27.4176 | Kamchiyska planina BG0002044 Reka Kamchia BG0000141 | Natura 2000 | Inside | 1.183 | 0 |  | Vestel 2002 OOD | Hairi Kulov | Bulgaria |  | private | [5 empty] | operational 5-10 | 2010 | [15 empty] | Not identified | Underneath existing old dam | http://eea.government.bg/wp/publicregister http://www.riosv-varna.org/Prevantivna%20dejnost/PR%20OVOS/2017/131-PR-2017.pdf https://www.bsbd.org/v2/bg/dron_1.html
BG_new_29 | Bulgaria | Mugla | Muglenska | Vacha | Smolyan | Greenfield | 41.610523,24.504629 |  |  |  | 0.52 | 0 |  | hidro Eko Grup OOD | Julian Dimov | Bulgaria |  | private | [5 empty] | operational 5-10 | 2009 |  |  |  |  | BG-MDB | European Bank for Reconstruction and Development (EBRD) | Completed | advisory services | 0.1 | United Bulgarian Bank (UBB) | Completed | 0.5 |  |  |  | Yes | In the loan contract it is mentioned that EBRD will extend a subsidy | https://dams.reki.bg/0186-dam/0186-dam http://www.justice.government.bg/40/
BG_new_30 | Bulgaria | Kozloduii | Danube | Danube | Kozloduy | Greenfield | 43.752463,23.849380 |  |  |  | 5 | 0 |  | VETS Kozloduĭ EAD | State nuclear power plant Kozlodui | Bulgaria |  | public | [5 empty] | operational 5-10 | 2013 | [15 empty] | Not identified |  | http://eea.government.bg/wp/publicregister
BG_new_31 | Bulgaria | Lisets | Vit | Vit | Teteven | Existing | 42.971943,24.194721 |  |  |  | 0.22 | 0 |  | Enerdzhi plyus EOOD | Synergy Plus | Bulgaria |  | private | [5 empty] | operational>10 | 1934 | [15 empty] | N/A |  | https://dams.reki.bg/0153-dam/0153-dam
BG_new_32 | Bulgaria | Erma | Erma | Erma | Tran | Greenfield | 42.868532,22.655144 |  |  |  | 0.168 | 0 |  | Eko Erm OOD | natural persons | Bulgaria |  | private | [5 empty] | operational 5-10 | 2009 | [15 empty] | Not identified | In bankruptcy | https://dams.reki.bg/0098-dam/0098-dam
BG_new_33 | Bulgaria | Beli Vit | Beli vit | Vit | Teteven | Existing | 42.843444,24.186277 |  |  |  | 0.22 | 0 |  | ET Elkomers - Krasimir Nikolov | Kraimir Nikolov | Bulgaria |  | private | [5 empty] | operational>10 | 1938 | [15 empty] | N/A |  | https://dams.reki.bg/0020-dam/0020-dam
BG_new_34 | Bulgaria | Rilets | Rilska | Struma/Strymonas | Rila | Greenfield | 42.1464, 23.3693 | Rilski manastir | Nature park | Inside | 0.11 | 0 |  | ET Feshŭn Top Modŭls - Dimitrina Kalŭmbova | Dimitrina Kalambova | Bulgaria |  | private | [5 empty] | operational 5-10 | 2008 | [15 empty] | Not identified | There is a completed loan to the amount of 1.8 EUR from Investbank. The loan was extended for the purpose of finishing a construction of a hotel | http://eea.government.bg/wp/publicregister https://www.blitz.bg/obshtestvo/regioni/shcherkata-na-kalmbov-otlozhi-svatbata-s-kiprskiya-milioner_news217613.html
BG_new_35 | Bulgaria | Kamenitsa | Kamenica | Mesta/Nestos | Gotse Delchev | Greenfield | 41.711638,23.604027 | Reka Mesta BG0001021 | Natura 2000 | Inside | 1.2 | 0 |  | KK hidro OOD | Venture Equity Bulgaria JSC | Bulgaria |  | private | [5 empty] | operational 5-10 | 2011 | [9 empty] | CIBank JSC (Bulgaria) | Completed | 1.39 |  |  |  | Yes | There is currently also a credit to the amount of 70 EUR from Unicredit to the whole group of companies | https://dams.reki.bg/0471-dam/0471-dam http://www.justice.government.bg/40/
BG_new_36 | Bulgaria | Rechitsa | Shirokolyshka | Vacha | Smolyan | Existing | 41.673193,24.622054 |  |  |  | 0.135 | 0 |  | Rechitsa OOD | Manol Chernev | Bulgaria |  | private | [5 empty] | operational>10 | 1996 | [15 empty] | N/A |  | Rechica
BG_new_37 | Bulgaria | Maktidi - M. Georgiev | Ogosta | Ogosta | Montana | Greenfield |  |  |  |  | 0.1 | 0 |  | ET Maktidi - M. Georgiev |  | Bulgaria |  | private | [5 empty] | operational>10 | 2007 | [15 empty] | Not identified | Underneath existing old dam | http://eea.government.bg/wp/publicregister
BG_new_38 | Bulgaria | Kriva reka | Dalgodelska Ogosta | Ogosta | Georgi Damyanovo | Greenfield | 43.230722,22.954722 | Zapaden Balkan BG0002002 Zapadna Stara planina i Predbalkan BG0001040 | Natura 2000 | Inside | 0.735 | 0 |  | Investelektrik OOD | Nikolai Atanasov | Bulgaria |  | private | [5 empty] | operational 5-10 | 2012 | [15 empty] | Not identified |  | http://eea.government.bg/wp/publicregister
BG_new_39 | Bulgaria | Yankulitsa | Yankulitsa | Mesta/Nestos | Gotse Delchev | Greenfield | 41.65671,23.618465 |  |  |  | 0.185 | 0 |  | ET hermes - Alisman Kambach | Alisman Kambach | Bulgaria |  | private | [5 empty] | operational 5-10 | 2009 | [15 empty] | Not identified | Tokuda bank after the operation started; First Investment bank extended subsequently 0.33 million EUR | https://dams.reki.bg/0423-dam/0423-dam
BG_new_40 | Bulgaria | Sokol | Yantra | Yantra | Gabrovo | Existing | 42.799652,25.339035 | Balgarka Nature park Balgarka BG0000399 Balgarka BG0000399 Reka Yantra BG0000610 | Nature park | Inside | 0.96 | 0 |  | ET Sokol - Pepita Krŭsteva | Pepita Krŭsteva | Bulgaria |  | private | [5 empty] | operational>10 | 1940 | [15 empty] | Not identified |  | http://vei-bg.org/bg/projects/vets-andquot%3Bsokolandquot%3B-1410
BG_new_41 | Bulgaria | Manastirska | Manastirska | Struma/Strymonas | Kyustendil | Greenfield | 42.180443,22.682749 |  |  |  | 0.45 | 0 |  | Ralitsa 73 EOOD | Vasil Kostov Botuniq Energy | Bulgaria |  | private | [5 empty] | operational 5-10 | 2008 | [15 empty] | Not identified | International Assets Bank Bulgaria extended after operation started. The loan agreement was subject to a lot of modifications. The bulk amount is listed EUR 0.83 million | https://dams.reki.bg/0392-dam/0392-dam http://www.justice.government.bg/40/
BG_new_42 | Bulgaria | Flesh | Barza | Ogosta | Chuprene | Greenfield | 43.428388,22.716777 | Zapadna Stara Planina i Predbalkan BG0001040 Zapaden Balkan BG0002002 | Natura 2000 | Inside | 0.63 | 0 |  | Flesh OOD | Kiril Dobrev | Bulgaria |  | private | [5 empty] | operational>10 | 2005 | EUR | 1 | 1 | [12 empty] | Not identified | Loan from Bulgarian Development Bank extended after operation started. The HPP is now owned by Hydro Concept with Greek, German and Bulgarian Owners amount EUR 0.4 | https://dams.reki.bg/0305-dam/0305-dam http://www.justice.government.bg/40/
BG_new_43 | Bulgaria | Chukura | Chuku | Maritsa | Velingrad | Existing | 41.944693,24.023500 | Rodopi zapadni BG0001030 Zapadni Rodopi BG0002063 | Natura 2000 | Inside | 0.75 | 0 |  | Frodeksim OOD | Powertronics USA | Bulgaria |  | private | [5 empty] | operational>10 | 1994 | [15 empty] | N/A | Debt to a offshore company in USA | https://dams.reki.bg/0350-dam/0350-dam
BG_new_44 | Bulgaria | Lepenitsa | Chepinska | Maritsa | Velingrad | Existing | 41.944693,24.023500 | Rodopi zapadni BG0001030 Zapadni Rodopi BG0002063 | Natura 2000 | Inside | 0.09 | 0 |  | Frodeksim OOD | Powertronics USA | Bulgaria |  | private | 2 |  |  |  |  | operational>10 | 2003 | [15 empty] | Not identified | See Chukura | https://dams.reki.bg/0350-dam/0350-dam
BG_new_45 | Bulgaria | Peshterata | Chepinska | Maritsa | Velingrad | Existing |  | Rodopi zapadni BG0001030 Zapadni Rodopi BG0002063 | Natura 2000 | Inside | 0.75 | 0 |  | Frodeksim OOD | Powertronics USA | Bulgaria |  | private | 2 |  |  |  |  | operational>10 | 1999 | [15 empty] | N/A | See Chukura | https://dams.reki.bg/0350-dam/0350-dam
BG_new_46 | Bulgaria | Troyan - 2 | Beli Osam | Osum | Troyan | Existing | 42.861027,24.692555 |  |  |  | 0.35 | 0 |  | GEA - Konsult EOOD | Yordanka Dimova Lebed Vat | Bulgaria |  | private | [5 empty] | operational>10 | 1923 | [15 empty] | N/A |  | https://dams.reki.bg/0295-dam/0295-dam
BG_new_47 | Bulgaria | Eli dere | Chepinska | Maritsa | Septemvri | Greenfield | 42.133564,24.125112 | Yadenitsa BG0001386 | Natura 2000 | inside | 0.538 | 0 |  | Energiya OOD | Ilia Manchev | Bulgaria |  | private | [5 empty] | operational 5-10 | 2012 |  |  |  |  | BG-MDB | European Investment Bank (EIB) | Completed | credit | 0.08 | CIBank JSC (Bulgaria) | Completed | 0.197 |  |  |  | Yes | EIB's involvement recorded in the pledge registry extract. | https://dams.reki.bg/0091-dam/0091-dam http://www.justice.government.bg/40/
BG_new_48 | Bulgaria | Dzherman | Djerman | Struma/Strymonas | Sapareva Banya | Greenfield | 42.285246,23.287074 |  |  |  | 2.9 | 0 |  | Germanea OOD | central hydrolectric de Bulgarie - EDF | Bulgaria, France |  | private | [5 empty] | operational 5-10 | 2010 | [15 empty] | Not identified |  | https://dams.reki.bg/0373-dam/0373-dam
BG_new_49 | Bulgaria | Gorni dubnik | Vit | Vit | Dolni Dubnik | Greenfield |  |  |  |  | 0.4 | 0 |  | MVETS Dubnik OOD | Juli Antonov and Vera Dimova | Bulgaria |  | private | [5 empty] | operational>10 | 2006 | [15 empty] | Not identified | Underneath existing old dam, little info. The HPP should be inside two N2K zones - Gorni Dabnik - Telish BG0002095 and Yazovir Gorni Dabnik BG0000611 | http://eea.government.bg/wp/publicregister
BG_new_50 | Bulgaria | Martinovo | Najdenica | Ogosta | Chiprovtsi | Greenfield | 43.405333,22.796721 | Zapaden Balkan BG0002002 Zapadna Stara planina i Predbalkan BG0001040 | Natura 2000 | Inside | 0.725 | 0 |  | Zakharen svyat OOD | not identified | not identified |  | private | [5 empty] | operational 5-10 | 2010 | [15 empty] | Not identified |  | Martinovo
BG_new_51 | Bulgaria | Stara reka | Stara reka | Mritsa | Peshtera | Greenfield | 42.045561,24.330564 |  |  |  | 0.582 | 0 |  | Hidro Enerdzhi OV EOOD | Galia Kamenova | Bulgaria |  | private | [5 empty] | operational 5-10 | 2011 | [15 empty] | Not identified | The owner - Vladislav Cvetkov, used to own a lot of HPPs | https://dams.reki.bg/0275-dam/0275-dam
BG_new_52 | Bulgaria | Sevlievo |  |  | Sevlievo | Existing |  |  |  |  | 0.1 | 0 |  | Hidro EOOD | Lina Doncehva | Bulgaria |  | private | [5 empty] | operational>10 | 2001 | [15 empty] | N/A | On existing facility for drinking water, insufficent info | http://eea.government.bg/wp/publicregister http://www.segabg.com/article.php?id=78415
BG_new_53 | Bulgaria | Sborishte | Dolap dere | Tundzha | Tvarditsa | Greenfield | 42.696225,25.963135 |  |  |  | 0.467 | 0 |  | Hidro In OOD | Grigorii Kiosev | Bulgaria |  | private | [5 empty] | operational 5-10 | 2009 | [12 empty] | Bulgarian Development Bank | Invested | 0.34 | Yes | Amounts extended by Bulgarian Development Bank (only the first amount included in the calcuation as extended before the operation has started, although all the loans are a part of the same contract with annexes) 668299 BGN (2008) 539678 BGN (2014) 291277 BGN (2014) | https://dams.reki.bg/0256-dam/0256-dam http://www.justice.government.bg/40/
BG_new_54 | Bulgaria | TAS | Vlahinska | Struma/Strymonas | Kresna | Greenfield | 41.730707,23.274321 | Pirin buffer BG0002126 Kresna - Ilindentsi BG0000366 | Natura 2000 | Inside | 0.915 | 0 |  | Hidroekoenergo TAS EOOD | Todor Staikov | Bulgaria |  | private | [5 empty] | operational>10 | 2006 | EUR | 0.435 | 0.435 |  | BG-MDB | European Bank for Reconstruction and Development (EBRD) | Completed | financial intermediary | 0.33 | Yes but not identified | Invested |  |  |  |  | Yes | Unicredit Bulbank loan of 4.78 extended after the operation started, probably refinancing | https://dams.reki.bg/0367-dam/0367-dam, http://www.pymesonline.com/uploads/tx_icticontent/R02221_Bulgaria.pdf, www.ebrd.com/publications/sustainability-report-2005-english.pdf http://www.justice.government.bg/40/
BG_new_55 | Bulgaria | Cherna | Cherna | Arda | Smolyan | Existing | 41.575702,24.651908 | Trigrad - Mursalitsa BG0002113 Rodopi - Zapadni BG0001030 | Natura 2000 | Inside | 0.28 | 0 |  | Gerzovitsa OOD | Spiro Chavdarov | Bulgaria |  | private | [5 empty] | operational>10 | 2001 | EUR | 1.16 | 1.16 | [6 empty] | First East International Bank | Invested |  | Ministry of Environment (Bulgaria) |  | 0.34 | Yes | There is a bank guarantee in the name of the Bulgarian Ministry of Environment and Waters to guarantee an interest free loan from the Ministry of Env - 0.34 mil EUR, but we have only indication, no documentation - Договор за безлихвен целеви кредит № 513У-1127-2575 от 11.09.2000 г. на МОСВ. | https://dams.reki.bg/0323-dam/0323-dam
BG_new_56 | Bulgaria | Strumsko | Blagoevgradska Bistrica | Struma/Strymonas | Blagoevgrad | Existing |  |  |  |  | 0.15 | 0 |  | Napoitelni sistemi EAD - klon Struma - Mesta | Ministry Agriculture | Bulgaria |  | public | [5 empty] | operational>10 | 1998 | [15 empty] | N/A | On existing facility for irrigation | http://eea.government.bg/wp/publicregister
BG_new_57 | Bulgaria | Yanovo | Petrovo spring | Struma/Strymonas | Sandanski | Existing | 41.438346,23.466241 | Sreden Pirin - Alibotush BG0001028 Slavqnka BG0002078 | Natura 2000 | Inside | 0.8 | 0 |  | hidroenerdzhi OOD | i | Bulgaria |  | private | [5 empty] | operational>10 | 2002 | [15 empty] | N/A | Raiffeisenbank (Bulgaria) loan 1.5 mil extended after the operation started. There are also previous credits of 0.63 mil EUR, it is unclear if they were repaid or summed up in one contract | https://dams.reki.bg/0414-dam/0414-dam
BG_new_58 | Bulgaria | Sveta Petka | Kriva reka (Sestrimska) | Maritsa | Belovo | Greenfield | 42.209694,23.920166 |  |  |  | 1.2 | 0 |  | Personal Inzhenering EOOD | Minstroy holding | Bulgaria |  | public | [5 empty] | operational 5-10 | 2012 | [15 empty] | Not identified | Unicredit Bulbank has invested 4 mil EUR. The loan is related to the owner of Sokolna HPP | https://dams.reki.bg/0257-dam/0257-dam http://www.justice.government.bg/40/
BG_new_59 | Bulgaria | Yarchova skala | Kashinska | Struma/Strymonas | Sandanski | Greenfield | 41.563611,23.480610 | Pirin bufer BG0002126 | Natura 2000 | Inside | 0.67 | 0 |  | Elpro-Es OOD | Evgeni Kremenliev | Bulgaria |  | private | [5 empty] | operational>10 | 2005 | [15 empty] | Not identified |  | https://dams.reki.bg/0418-dam/0418-dam
BG_new_60 | Bulgaria | Kutela | Mrazliev dol Kuchukovitsa /tributaries of Malka Arda/ | Arda | Smolyan | Existing | 41.660691,24.817075 |  |  |  | 0.364 | 0 |  | IPZ EOOD | Aleko Keleshev | Bulgaria |  | private | [5 empty] | operational>10 | 2000 | [15 empty] | N/A |  | https://dams.reki.bg/0002-dam/0002-dam
BG_new_61 | Bulgaria | Kalomen | Yantra | Yantra | Dryanovo | Existing | 43.028054,25.406111 | Reka Yantra BG0000610 | Natura 2000 | Inside | 0.375 | 0 |  | Stancho Hadzhidimitrov AD | natural persons | Bulgaria |  | private | [5 empty] | operational>10 | 1998 | [15 empty] | N/A |  | Kalomen
BG_new_62 | Bulgaria | Uhlovitsa | Arda | Arda | Smolyan | Greenfield | 41.511402,24.661872 | Rodopi - Zapadni BG0001030 | Natura 2000 | Inside | 0.25 | 0 |  | Kamteks 2000 EOOD | Minstroy holding | Bulgaria |  | private | [5 empty] | operational 5-10 | 2009 | [15 empty] | Not identified | Unicredit Bulbank loan of 4 mil, extended after the HPP was put in operation | Uhlovica
BG_new_63 | Bulgaria | Mosta | Golyama Kamchiya | Kamchiya | Varbitza | Greenfield | 43.0921,26.7957 | Kotlenski Balkan | Natura 2000 | Inside | 2.21 | 0 |  | Kasiopeya 7 OOD | Asen Arsenov | Bulgaria |  | private | [5 empty] | operational 5-10 | 2010 | [15 empty] | Not identified | Underneath existing old dam. Owned by former Minister of Environment | http://eea.government.bg/wp/publicregister http://www.reki.bg/2014/01/blog-post.html
BG_new_64 | Bulgaria | Zhrebchevo | Tundzha | Tundzha | Nova Zagora | Existing | 41.852019,24.453764 |  |  |  | 15.43 | 0 |  | KID 2228 OOD | Jrebchevo enerrgy | Bulgaria |  | private | [5 empty] | operational>10 | 1965 | [9 empty] | Societe Generale (Bulgaria) | Invested | 3.2 |  |  |  | Yes | Previous loan from DSK Bank with co-debtor Minstroy; previous from Unicredit Bulbank | http://eea.government.bg/wp/publicregister http://www.justice.government.bg/40/
BG_new_65 | Bulgaria | Maverik - Gurkovo | Lazova | Tundzha | Gurkovo | Greenfield | 42.660575,25.788758 |  |  |  | 0.337 | 0 |  | Maverik i Ko OOD | hidroenergoremont | Bulgaria |  | private | [5 empty] | operational 5-10 | 2013 | [15 empty] | Not identified | Raiffeisenbank (Bulgaria) extended a loan of 0.25 il EUR, completed. It was extended for investment purposes of Hidroenergoremont as shareholder | Gurkovo
BG_new_66 | Bulgaria | Shumata | Vidima | Yantra | Sevlievo | Existing | 42.914166,25.071943 |  |  |  | 0.15 | 0 |  | Komelt - Petkov i Sie OOD | Polina Yakiomova | Bulgaria |  | private | [5 empty] | operational>10 | 2001 | [15 empty] | N/A |  | Shumata
BG_new_67 | Bulgaria | Telish | Vit | Vit | Cherven Briag | Existing | 43.317832,24.245430 |  |  |  | 0.347 | 0 |  | Napoitelni sistemi EAD - klon Sreden Dunav | Ministry Agriculture | Bulgaria |  | public | [5 empty] | operational>10 | 1995 | [15 empty] | N/A |  | http://eea.government.bg/wp/publicregister
BG_new_68 | Bulgaria | Yakoruda | Golyama Banenska | Mesta/Nestos | Yakoruda | Existing | 42.020071,23.656413 |  |  |  | 0.31 | 0 |  | Kooperatsiya Paralel 2000 | natural persons | Bulgaria |  | private | [5 empty] | operational>10 | 1934 | [15 empty] | N/A |  | Yakoruda
BG_new_69 | Bulgaria | Zla reka | Zla Reka | Yantra | Apriltsi | Greenfield | 42.829499,24.856250 |  |  |  | 0.272 | 0 |  | Ekohidroelektro EOOD | Stefan Terziiski | Bulgaria |  | private | [5 empty] | operational 5-10 | 2010 | [15 empty] | Not identified | Bulgarian-American Credit Bank (Bulgaria) extended a 0.35 mil EUR loan (completed) after the HPP was put in operation, most likely for the construction of another RES | https://dams.reki.bg/0108-dam/0108-dam
BG_new_70 | Bulgaria | Malakov kamŭk | Shirkoleshka | Vacha | Smolyan | Existing | 41.673666,24.608555 |  |  |  | 0.33 | 0 |  | Malakov kamŭk OOD | Filip Fotev | Bulgaria |  | private | [5 empty] | operational>10 | 2004 | [15 empty] | N/A |  | Malakovkamyk
BG_new_71 | Bulgaria | Polena |  | Struma/Strymonas | Simitli | Greenfield |  |  |  |  | 0.5 | 0 |  | Komves EOOD | Oleg Dimov | Bulgaria |  | private | [5 empty] | operational 5-10 | 2009 | [15 empty] | Not identified | Piraeus Bank Bulgaria loan 1.1 million EUR extended after the construction started. | http://eea.government.bg/wp/publicregister http://www.justice.government.bg/40/
BG_new_72 | Bulgaria | Malo selo | Dyakovo dam Otovitsa | Struma/Strymonas | Bobov Dol | Existing |  |  |  |  | 0.325 | 0 |  | Delektra EOOD | Georgi Denkov | Bulgaria |  | private | [5 empty] | operational>10 | 2002 | [15 empty] | N/A | Underneath existing old dam | http://eea.government.bg/wp/publicregister
BG_new_73 | Bulgaria | Nesi | Kamnitsa | Tundzha | Karlovo | Greenfield | 42.701194,24.422110 | Centralen Balkan, Centralen Balkan Buffer BG0001493 and BG0002128 | National park | inside | 0.6 | 0 |  | ET Interprogres - Nikolaĭ Nikolov | Nikolai Nikolov | Bulgaria |  | private | [5 empty] | operational>10 | 2007 | [15 empty] | Not identified |  | https://dams.reki.bg/0128-dam/0128-dam
BG_new_74 | Bulgaria | Chuprene 1 | Golyama reka | Ogosta | Chuprene | Greenfield | 43.465500,22.605583 43.473554,22.603666 | Zapaden Balkan BG0002002 Zapadna Stara planina i Predbalkan BG0001040 | Natura 2000 | Inside | 1.255 | 0 |  | MANTEKH OOD | Toshko Todorov | Bulgaria |  | private | [5 empty] | operational<5 | 2014 | [15 empty] | Not identified |  | Chuprene1
BG_new_75 | Bulgaria | Gabrene | Gabrensko dere | Struma/Strymonas | Petrich | Greenfield | 41.358000,22.970917 | Belasica | Nature park | inside | 0.198 | 0 |  | Elektro KBS EOOD | Krasimira Smilkova | Bulgarian | private | private | [5 empty] | operational 5-10 | 2011 | [15 empty] | Not identified |  | https://dams.reki.bg/0428-dam/0428-dam
BG_new_76 | Bulgaria | Damyanitsa | Sandanska Bistria | Struma/Strymonas | Sandanski | Greenfield | 41.517304,23.393416 |  |  |  | 0.75 | 0 |  | Melo 98 OOD | Plamen Malchev | Bulgaria |  | private | [5 empty] | operational 5-10 | 2007 | [15 empty] | Not identified |  | Damyanica
BG_new_77 | Bulgaria | Kositsa | Kosica | Vit | Teteven | Greenfield | 42.793388,24.202166 | Tsentralen Balkan bufer BG0002128 Tsentralen Balkan - bufer BG0001493 | Natura 2000 | Inside | 0.48 | 0 |  | Mikro VETS Kositsa OOD | Systemconsult | Bulgaria |  | private | [5 empty] | operational>10 | 2006 | [15 empty] | Not identified |  | Kosica
BG_new_78 | Bulgaria | Pirin Vat 2 | Tufcha | Mesta/Nestos | Gotse Delchev | Greenfield | 41.656388,23.618332 | Pirin bufer BG0002126 Reka Mesta BG0001021 | Natura 2000 | Inside | 0.3 | 0 |  | Pirin Vat OOD | Kiril Dobrev | Bulgaria |  | private | [5 empty] | operational 5-10 | 2012 | [15 empty] | Not identified | see Toplika | PirinVat2
BG_new_79 | Bulgaria | Elena | Ogosta | Ogosta | Hayredin | Greenfield | 43.610111,23.684833 | Zlatiyata BG0002009 | Natura 2000 | Inside | 0.71 | 0 |  | Elena Bild EOOD | Ogosta Energy | Bulgaria |  | private | [5 empty] | operational<5 | 2012 | [9 empty] | CIBank JSC (Bulgaria) | Completed | 0.9 |  |  |  | Yes | There is also a current loan extended by Unicredit Bulbank to the amount of 1,9 EUR with pledge over the whole group of HPPs - the loan is for the construction of Ralitsa 2 and Ogosta 9 HPPs | https://dams.reki.bg/0089-dam/0089-dam http://www.justice.government.bg/40/
BG_new_80 | Bulgaria | TAS 2 - Vlakhi | Vlahinska | Struma/Strymonas | Kresna | Greenfield | 41.730707,23.274321 | Pirin buffer BG0002126 Kresna - Ilindentsi BG0000366 | Natura 2000 | Inside | 3 | 0 |  | hidroekoenergo TAS EOOD | Todor Staikov | Bulgaria |  | private | [5 empty] | operational<5 | 2013 | [15 empty] | Not identified | see TAS | https://dams.reki.bg/0367-dam/0367-dam
BG_new_81 | Bulgaria | Karanovo |  | Tundzha | Nova Zagora | Greenfield |  |  |  |  | 0.4 | 0 |  | Stroĭekspert-inzhenering-EL OOD | Liliana Karafizieva and co | Bulgaria |  | private | [5 empty] | operational 5-10 | 2009 | [15 empty] | Not identified | 2 loans extended after the HPP was put into operation: Allianz Bank Bulgaria: 1.75 mil EUR DSK Bank: 1.6 mil EUR. Built on existing irrigation channel, according to media reports causes high undergound waters | http://eea.government.bg/wp/publicregister http://www.reki.bg/2014/07/4.html, http://vei-bg.org/en/projects/hydro-pp-andquot%3bkaranovoandquot%3b-543
BG_new_82 | Bulgaria | Narechen | Chepelarska | Maritsa | Asenovgrad | Greenfield | 41.907816,24.778176 | Rodopi - Sredni BG0001031 | Natura 2000 | Inside | 1.038 | 0 |  | Top Agro EOOD | Marat Ospanov | Kazahstan |  | private | [5 empty] | operational<5 | 2014 | [15 empty] | Not identified |  | Narechen
BG_new_83 | Bulgaria | Kresna | Gradeshka | Struma/Strymonas | Kresna | Existing | 41.708444,23.212133 | Tisata Kresna BG0002003 Kresna - Ilindentsi BG0000366 | Protected area | Inside | 0.95 | 0 |  | Kresna - Elektrik OOD | Todor Dimov | Bulgaria |  | private | [5 empty] | operational>10 | 2004 | [9 empty] | United Bulgarian Bank (UBB) | Completed | 0.55 |  |  |  | Yes | Bulgarian-American Credit Bank extended a credit of 0.5 million EUR | https://dams.reki.bg/0390-dam/0390-dam http://www.justice.government.bg/40/
BG_new_84 | Bulgaria | Imaret dere | Imaret dere | maritsa | Lucky | Greenfield | 41.729971,24.829496 | Rodopi - Sredni BG0001031 | Natura 2000 | Inside | 0.485 | 0 |  | Manakhilov i sinove OOD | Georgi Manahilov | Bulgaria |  | private | [5 empty] | operational<5 | 2014 | [15 empty] | Not identified | Two credits, both extended after the completion of the HPP. Current loan extended by Unicredit Bulbank to the amount of 0.8 mil EUR, invested | Imaretdere
BG_new_85 | Bulgaria | Boyana | Boyanska | Iskur | Stolichna | Existing | 42.610338,23.260166 |  |  |  | 1.24 | 0 |  | Natsionalna elektricheska kompaniya EAD | State | Bulgaria |  | public | [5 empty] | operational>10 | 1923 | [15 empty] | N/A |  | Boyana
BG_new_86 | Bulgaria | Levski | Stara reka | Maritsa | Karlovo | Existing | 42.653147,24.808933 | Centralen Balkan | National park | Inside | 3.2 | 0 |  | Natsionalna elektricheska kompaniya EAD | State | Bulgaria |  | public | [5 empty] | operational>10 | 1931 | [15 empty] | N/A |  | Levski
BG_new_87 | Bulgaria | Topolnitsa | Topolnitsa | Maritsa | Ihtiman | Existing | 42.4188,24.0004 |  |  |  | 9.48 | 0 |  | Natsionalna elektricheska kompaniya EAD | State | Bulgaria |  | public | [5 empty] | operational>10 | 1962 | [15 empty] | N/A |  | http://eea.government.bg/wp/publicregister http://vec.nek.bg/stations_to.htm
BG_new_88 | Bulgaria | Troyan 1 | Cherni Osum | Vit | Troyan | Existing | 42.902527,24.738610 |  |  |  | 0.22 | 0 |  | Natsionalna elektricheska kompaniya EAD | State | Bulgaria |  | public | [5 empty] | operational>10 | 1929 | [15 empty] | N/A |  | Troyan1
BG_new_89 | Bulgaria | Milina | Milina reka | Ogosta | Georgi Damyanovo | Greenfield | 43.326638,22.865194 | KOPREN-RAVNO BUCHE-KALIMANITSA-DEYANITSA Zapaden Balkan BG0002002 Zapadna Stara planina i Predbalkan BG0001040 | Natura 2000 | Inside | 0.585 | 0 |  | Sek EOOD | MVEC Malina | Bulgaria |  | private | [5 empty] | operational>10 | 2007 | [15 empty] | Not identified | Bulgarian Development Bank EUR 0.4 million extended loan after the operation has started. Currently there is a loan from Pawer Energy-01 EOOD for the same amount. There is an EBRD/BEERECL loan for a plant called SEK (the same as the company name) but it is not certain if this is the plant financed. | https://dams.reki.bg/0181-dam/0181-dam http://www.pymesonline.com/uploads/tx_icticontent/R02221_Bulgaria.pdf
BG_new_90 | Bulgaria | Porominovo | Rilska | Struma/Strymonas | Kocherinovo | Greenfield |  |  |  |  | 0.1 | 0 |  | ET Slava K.I.S. - Spas Andonov | Spas Andonov | Bulgaria |  | private | 4 |  |  |  |  | operational>10 | 2005 | [15 empty] | Not identified | Built on existing facility, dispute over rights to use the old pipeline | http://eea.government.bg/wp/publicregister http://www.sac.government.bg/court22.nsf/d038edcf49190344c2256b7600367606/59cc561f47a92f00c2257da90031b9aa?OpenDocument
BG_new_91 | Bulgaria | Pirin Vat 1 | Tufcha | Mesta/Nestos | Gotse Delchev | Greenfield | 41.653611,23.611944 | Pirin bufer BG0002126 Sreden Pirin - Alibotush BG0001028 | Natura 2000 | Inside | 0.3 | 0 |  | Pirin Vat OOD | Kiril Dobrev | Bulgaria |  | private | [5 empty] | operational 5-10 | 2011 | [15 empty] | Not identified | see Toplika | PirinVat1
BG_new_92 | Bulgaria | Rumyantsevo | Zlatna Panega | Iskur | Lukovit | Greenfield | 43.114980,24.150794 | Karlukovo BG0001014 | Natura 2000 | inside | 0.165 | 0 |  | DIB - 2004 EOOD | Boris Dimitrov | Bulgaria |  | private | [5 empty] | operational>10 | 2007 | [15 empty] | Not identified |  | https://dams.reki.bg/0253-dam/0253-dam
BG_new_93 | Bulgaria | Enina | Eninska | Tundzha | Kazanlak | Existing | 42.678582,25.416721 |  |  |  | 1.02 | 0 |  | Pobeda OOD | natural persons | Bulgaria |  | public | [5 empty] | operational>10 | 1914 | [15 empty] | N/A |  | Enina
BG_new_94 | Bulgaria | Cherni Vit | Cherni Vit | Vit | Teteven | Existing | 42.843416,24.186277 | Tsentralen Balkan bufer BG0002128 Tsentralen Balkan - bufer BG0001493 | Natura 2000 | Inside | 0.36 | 0 |  | Pro Arm EOOD | Mihail Genov | Bulgaria |  | private | [5 empty] | operational>10 | 1948 | [15 empty] | N/A |  | CherniVit
BG_new_95 | Bulgaria | Sokol | Vlahinska | Struma/Strymonas | Kresna | Greenfield | 41.739471,23.200638 |  |  |  | 2 | 0 |  | BEESTEN ENERGY | natural persons | Bulgaria |  | private | [5 empty] | operational>10 | 2007 | [15 empty] | Not identified |  | https://dams.reki.bg/0368-dam/0368-dam
BG_new_96 | Bulgaria | Ledenik | Yantra | Yantra | Veliko Tarnovo | Greenfield | 43.076221,25.516888 | Reka Yantra BG0000610 | Natura 2000 | Inside | 0.07 | 0 |  | Raĭtŭr EOOD | Mariana Kostadinova | Bulgaria |  | private | [5 empty] | operational 5-10 | 2011 | [15 empty] | Not identified |  | Ledenik
BG_new_98 | Bulgaria | Manastirska | Manastirska | Ogosta | Chuprene | Greenfield | 43.483880,22.645024 | Zapadna Stara planina I predbalkan BG0001040 Zapaden Balkan BG0002002 | Natura 2000 | inside | 0.184 | 0 |  | STIS OOD | Atridi group | Bulgaria |  | private | [5 empty] | operational 5-10 | 2011 | [15 empty] | Not identified | DSK Bank invested 0.5 mil EUR, the loan was extended after the HPP was put in operation and is till not repaid | https://dams.reki.bg/0171-dam/0171-dam
BG_new_99 | Bulgaria | Zarenitsa | Chepelarska | Chepelarska | Chepelare | Greenfield | 41.886677,24.700511 | Sredni Rodopy BG0001031 | Natura 2000 | inside | 0.22 | 0 |  | Dyulger OOD | Spiro Chavdarov | Bulgaria |  | private | [5 empty] | operational 5-10 | 2010 | [15 empty] | Not identified |  | https://dams.reki.bg/0107-dam/0107-dam
BG_new_100 | Bulgaria | Kamchiya | Luda Kamchiya | Kamchiya | Sungurlare | Greenfield | 42.8850,26.9181 |  |  |  | 1.3 | 0 |  | Bulgarlizing Burgas AD | Dimo Tadarakov | Bulgaria |  | private | [5 empty] | operational 5-10 | 2011 | [15 empty] | Not identified | Underneath existing old dam | http://eea.government.bg/wp/publicregister
BG_new_101 | Bulgaria | Zlatograd | Alamovska | Arda | Zlatograd | Greenfield | 41.386249,25.061047 |  |  |  | 0.48 | 0 |  | Rodopi Eko Projects EOOD | Minstroy holding | Bulgaria |  | private | [5 empty] | operational>10 | 2006 | [15 empty] | Not identified |  | http://eea.government.bg/wp/publicregister
BG_new_102 | Bulgaria | Sturna | Styrna | Vidima | Apriltsi | Greenfield | 42.772027,24.892916 | Tsentralen Balkan - bufer BG0001493 | Natura 2000 | Inside | 0.6 | 0 |  | Rosina-Tsankovi OOD | Hristo Hristov - medikom | Bulgaria |  | private | [5 empty] | operational>10 | 2005 | [15 empty] | Not identified |  | Styrna
BG_new_103 | Bulgaria | Oshtava | Oshtavska | Struma/Strymonas | Kresna | Existing | 41.813400,23.250730 | Pirin buffer BG0002126 Kresna - Ilindentsi BG0000366 | Natura 2000 | Inside | 0.4 | 0 |  | Roud - Enerdzhi OOD | Kiril Ivanov | Bulgaria |  | private | [5 empty] | operational>10 | 2004 | [15 empty] | N/A |  | Oshtava
BG_new_104 | Bulgaria | Falkovets | Lom | Ogosta | Dimovo | Existing | 43.586505,22.783010 | Zapaden Balkan BG0002002 Zapadna Stara planina i Predbalkan BG0001040 | Natura 2000 | Inside | 0.22 | 0 |  | Runo - Kazanlŭk EAD | Venture Equity Bulgaria JSC | Bulgaria |  | private | [5 empty] | operational>10 | 1952 | [15 empty] | N/A |  | Falko
BG_new_105 | Bulgaria | Midzhur | Golyama reka | Ogosta | Chuprene | Existing | 43.459611,22.601833 | Zapaden Balkan BG0002002 Zapadna Stara planina i Predbalkan BG0001040 | Natura 2000 | Inside | 0.2 | 0 |  | Runo - Kazanlŭk EAD | Venture Equity Bulgaria JSC | Bulgaria |  | private | [5 empty] | operational>10 | 1951 | [15 empty] | N/A |  | Midzhur
BG_new_106 | Bulgaria | Bachevo | Bachevska | Mesta/Nestos | Razlog | Greenfield | 41.919377,23.462191 |  |  |  | 1.3 | 0 |  | Evklips Invest OOD | Krasimir Rashev | Bulgaria |  | private | [5 empty] | operational 5-10 | 2011 | [9 empty] | DSK Bank | Completed | 1.8 |  |  |  | Yes | There is a second loan from DSK Bank of 0.6 mil for construction of a solar park | https://dams.reki.bg/0356-dam/0356-dam http://www.justice.government.bg/40/
BG_new_107 | Bulgaria | Galabnitsa | Votrychka | Mesta/Nestos | Belitsa | Greenfield | 42.007250,23.559083 |  |  |  | 0.5 | 0 |  | Pim Elektrik OOD | Todor Mracenkov | Bulgaria |  | public | [5 empty] | operational>10 | 2005 | [15 empty] | Not identified | Rila Buffer Natura 2000 zone should be declared in the region | Galabnica
BG_new_108 | Bulgaria | Etropole | Malak Iskar | Iskur | Etropole | Greenfield | 42.778860,24.026749 |  |  |  | 0.6 | 0 |  | Geoenergoproekt EAD | Unionelectric | Bulgaria |  | private | [5 empty] | operational>10 | 2012 |  |  |  |  | BG-MDB | European Bank for Reconstruction and Development (EBRD) | Completed | advisory services | 0.09 | Allianz Bank Bulgaria | Completed | 0.57 |  |  |  | Yes | Received grant under the EBRD's credit line for energy efficiency and renewable energy sources | https://dams.reki.bg/0101-dam/0101-dam http://www.justice.government.bg/40/
BG_new_109 | Bulgaria | Lovech | Osum | Osum | Lovech | Existing | 43.118054,24.723054 | Mikre BG0000616 | Natura 2000 | Inside | 0.25 | 0 |  | Stil 93 OOD | Fuat Guven | Bulgaria |  | private | [5 empty] | operational>10 | 1926 | [15 empty] | N/A |  | http://eea.government.bg/wp/publicregister
BG_new_110 | Bulgaria | Dushevo | Vidima | Yantra | Sevlievo | Greenfield | 42.961194,25.003111 |  |  |  | 0.275 | 0 |  | Mira EL OOD | vasil dimitrov, ganka hristova, Yanko Yankov | Bulgaria |  | private | [5 empty] | operational<5 | 2013 | EUR | 0.6 | 0.6 | [12 empty] | Not identified | Pledges to other related companies | Dushevo
BG_new_111 | Bulgaria | NIK - 60 | Zabardska | Maritsa | Chepelare | Greenfield | 41.829866,24.686066 | Zapadni Rodopi BG0001030 | Natura 2000 | Inside | 0.3 | 0 |  | ET NIK-60-Nedyalko Kolaksŭzov | Nedyalko Kolaksŭzov | Bulgaria |  | private | [5 empty] | operational 5-10 | 2012 | [15 empty] | Not identified |  | https://dams.reki.bg/0191-dam/0191-dam
BG_new_112 | Bulgaria | Cruncha | Dospat | Dospat | Dospat | Greenfield | 41.585191,24.089585 | Rodopi - Zapadni BG0001030 | Natura 2000 | Inside | 3.2 | 0 |  | hidroenerdzhi Grup OOD | Julian Dimov -former, Rosen Marinov -current | Bulgaria |  | private | [5 empty] | operational 5-10 | 2012 | [15 empty] | Not identified | United Bulgarian Bank (UBB) 1.17mil EUR extended after operation started. | https://dams.reki.bg/0414-dam/0414-dam
BG_new_113 | Bulgaria | Rositsa 3 | Rosica | Yantra | Pavlikeni | Existing | 43.196944,25.296666 | Reka Rositsa BG0000609 | Natura 2000 | Inside | 0.28 | 0 |  | Trakiya 97 EOOD | Fuat Guven | Bulgaria |  | private | [5 empty] | operational>10 | 1951 | [15 empty] | N/A |  | Rosica3
BG_new_114 | Bulgaria | Ticha | Golyama Kamchiya | Kamchiya | Great Preslav | Existing | 43.174008,26.827294 43.162962,26.853292 | Golyama Kamchia BG0000501 Preslavska planina BG0000421 | Natura 2000 | Inside | 0.59 | 0 |  | Treĭdiom OOD | MVEC Rakita | Bulgaria |  | private | [5 empty] | operational>10 | 1951 | [15 empty] | Not identified | Pls see Rakita | http://eea.government.bg/wp/publicregister
BG_new_115 | Bulgaria | Slavova | Slavova reka | Struma/Strymonas | Blagoevgrad | Greenfield |  |  |  |  | 1.7 | 0 |  | Union hidro OOD | Unionelectric | Bulgaria |  | private | 2 |  |  |  |  | operational 5-10 | 2010 | [15 empty] | Not identified | Little info, unclear where the HPP is located on the river, because there are other HPPs there | Slavova
BG_new_117 | Bulgaria | Dushantsi | Dushantsi Dam | Maritsa | Pirdop | Existing | 42.693124,24.269243 |  |  |  | 0.44 | 0 |  | Vega 2000 OOD | Svetozar Varbenov | Bulgaria |  | private | [5 empty] | operational>10 | 2003 | [15 empty] | Not identified |  | http://eea.government.bg/wp/publicregister
BG_new_118 | Bulgaria | Lopushna | Dalgodelska | Ogosta | Georgi Damyanovo | Greenfield | 43.333304,23.002527 | Zapadna Stara planina i Predbalkan BG0001040 | Natura 2000 | Inside | 1.75 | 0 |  | Lopushna enerdzhi OOD | Miroslav Stoyanov and Nitan | Bulgaria |  | private | [5 empty] | operational 5-10 | 2012 | [15 empty] | Not identified | Two credits extended after the operatuon has started - one of 1.3 mil EUR under Allianz Jeremie and a second of 0.45 | https://dams.reki.bg/0202-dam/0202-dam
BG_new_119 | Bulgaria | Ivanik | Ivanik | Struma/Strymonas | Petrich | Greenfield | 41.349722,23.153056 | Belasica | Nature park | Inside | 0.95 | 0 |  | Mivabo OOD | Kontex Drujba | Bulgaria |  | private | [5 empty] | operational 5-10 | 2011 | [15 empty] | Not identified |  | https://dams.reki.bg/0115-dam/0115-dam
BG_new_120 | Bulgaria | Peev | Yantra | Yantra | Gabrovo | Existing | 42.933374,25.336863 | Reka Yantra BG0000610 | Natura 2000 | Inside | 0.145 | 0 |  | VETS - Peev EOOD | Peio Peev | Bulgaria |  | private | [5 empty] | operational>10 | 2002 | [15 empty] | Not identified |  | Peev
BG_new_121 | Bulgaria | Leseto | Bujnovska | Vacha | Borino | Existing | 41.619909,24.323904 | BUĬNOVSKOTO ZHDRELO protected area Trigrad - Mursalitsa BG0002113 Rodopi - Zapadni BG0001030 | Protected area | Inside | 0.45 | 0 |  | MI - VETS EOOD | Sabka Kushtinarova | Bulgaria |  | private | [5 empty] | operational>10 | 2003 | [15 empty] | Not identified |  | Leseto
BG_new_122 | Bulgaria | Veselina |  |  | Elena | Existing |  |  |  |  | 0.27 | 0 |  | ViK Yovkovtsi OOD | Municipalities | Bulgaria |  | public | [5 empty] | operational>10 | 1993 | [15 empty] | N/A |  | http://eea.government.bg/wp/publicregister
BG_new_123 | Bulgaria | Mursalevo | Rilska | Struma/Strymonas | Kocherinovo | Existing |  |  |  |  | 0.18 | 0 |  | VOD Energy EOOD | Nikola Raev, Hristo Lazarov | Bulgaria |  | private | [5 empty] | operational>10 | 1998 | [15 empty] | N/A | Built on existing irrigation facilities | http://eea.government.bg/wp/publicregister
BG_new_124 | Bulgaria | Vodemil | Breznishka | Struma/Strymonas | Kresna | Greenfield | 41.729163,23.149583 | Kresna BG0002003 Kresna - Ilindentsi BG0000366 | Natura 2000 | Inside | 0.4 | 0 |  | Vodemil EOOD | Milka Ilieva | Bulgaria |  | private | [5 empty] | operational>10 | 2006 | [15 empty] | Not identified | United Bulgarian Bank (UBB) extended 0.88 mil EUR. The credits were extended to Mont El (owner of HPP Treshtena) and another company. It is not very celar | Vodemil
BG_new_125 | Bulgaria | Kamenitsa | Disilica | Mesta/Nestos | Gotse Delchev | Greenfield | 41.715046, 23.697786 | Mesta BG0002076 Reka Mesta BG0001021 | Natura 2000 | Inside | 1 | 0 |  | Proektinvest OOD | Todor Andonov | Bulgaria |  | private | [5 empty] | operational 5-10 | 2011 | [12 empty] | Bulgarian Development Bank | Completed | 0.8 | Yes | There is a current debt of 0.5 mil EUR to First Investment Bank Coordinates are not verified | http://eea.government.bg/wp/publicregister http://www.justice.government.bg/40/
BG_new_126 | Bulgaria | Studena | Struma | Struma/Strymonas | Pernik | Existing | 42.533863,23.141735 |  |  |  | 816 | 0 |  | Vodosnabdyavane i kanalizatsiya OOD | State owned | Bulgaria |  | public | [5 empty] | operational>10 | 1955 | [15 empty] | N/A |  | http://eea.government.bg/wp/publicregister
BG_new_127 | Bulgaria | Chernogorovo | Luda Yana | Maritsa | Pazardzhik | Greenfield | 42.296822, 24.385398 |  |  |  | 1303 | 0 |  | Chernogorovo Enerdzhi OOD | universe finance | Bulgaria |  | private | [5 empty] | operational<5 | 2014 | [9 empty] | Allianz Bank Bulgaria | Invested | 1.8 | JEREMIE |  |  | Yes |  | http://eea.government.bg/wp/publicregister http://www.justice.government.bg/40/
BG_new_128 | Bulgaria | Ravna - Rozino | Ravna | Maritsa | Karlovo | Greenfield | 42.715346,24.507441 |  |  |  | 1.2 | 0 |  | Ravna - hidro OOD | Stoichko Todorov | Bulgaria |  | private | [5 empty] | operational<5 | 2014 | [9 empty] | Unicredit Bulbank | Invested | 1.03 |  |  |  | Yes |  | https://dams.reki.bg/0230-dam/0230-dam http://www.justice.government.bg/40/
BG_new_129 | Bulgaria | Aleko i sinove - Kutela | Davidkovska | Arda | Smolyan | Greenfield |  |  |  |  | 0.3 | 0 |  | Zdravkovstroĭ OOD | Zdravko Zdravkov | Bulgaria |  | private | [5 empty] | operational<5 | 2014 | [15 empty] | Not identified |  | http://eea.government.bg/wp/publicregister, http://www.cres.gr/perch/Aleko.htm
BG_new_130 | Bulgaria | Chiflika | Nevizhda | Ogosta i zapadno ot Ogosta |  | Greenfield | 43.583916,22.583333 | Zapaden Balkan BG0002002 Zapadna Stara planina i Predbalkan BG0001040 | Natura 2000 | Inside | 0 | 0.2 |  | AEROPAK INZHENERING OOD | [5 empty] | 2006 |  |  |  | potential | N/A | [15 empty] | None |  | http://eea.government.bg/wp/publicregister
BG_new_131 | Bulgaria | Krashevitsa | Rilska | Struma/Strymonas | Kocherinovo | Greenfield | 42.110813,23.136935 |  |  |  | 0 | 0.96 |  | Ageva EOOD | [5 empty] | 2010 |  |  |  | potential | N/A | [15 empty] | None |  | http://eea.government.bg/wp/publicregister
BG_new_132 | Bulgaria | Lukovo | Iskur | Iskur | Lukovo i Rebrovo | Greenfield | 42.893702,23.388407 |  |  |  | 0 | 1.855 |  | AGROSTROĬPRODUKT EOOD | [5 empty] | 2009 |  |  |  | potential | N/A | [15 empty] | None |  | http://eea.government.bg/wp/publicregister
BG_new_133 | Bulgaria | Usoeto | Usoeto | Mesta/Nestos | G.Draglishte | Greenfield | 41.986574,23.490083 |  |  |  | 0 | 0.6 |  | Almera OOD | [5 empty] | 2009 |  |  |  | potential | N/A | [15 empty] | None |  | http://eea.government.bg/wp/publicregister
BG_new_134 | Bulgaria | Devin | Devinska | Maritsa | gr.Devin | Greenfield | 41.744258,24.379693 |  |  |  | 0 | 4.933 |  | ASTRA V OOD | [5 empty] | 2006 |  |  |  | potential | N/A | [15 empty] | None |  | http://eea.government.bg/wp/publicregister
BG_new_135 | Bulgaria | Svoge-N | Iskur | Iskur | Zhelen, Tserovo | Greenfield | 42.973499,23.356750 |  |  |  | 0 | 2.448 |  | BAT ENERDZHI EOOD | [5 empty] | 2009 |  |  |  | potential | N/A | [15 empty] | None |  | http://eea.government.bg/wp/publicregister
BG_new_136 | Bulgaria | Predimer | Predimer | Struma/Strymonas | Bistritsa | Greenfield | 42.063333,23.287777 |  |  |  | 0 | 1.3 |  | Bendida OOD | [5 empty] | 2010 |  |  |  | potential | N/A | [15 empty] | None |  | http://eea.government.bg/wp/publicregister
BG_new_137 | Bulgaria | Karash | Iskur | Iskur | Karash | Greenfield | 43.102694,23.913944 | Bebresh BG0000374 | Natura 2000 | Inside | 0 | 0.6 |  | BIOLIKA-ENERDZHI EOOD | [5 empty] | 2009 |  |  |  | potential | N/A | [15 empty] | None |  | http://eea.government.bg/wp/publicregister
BG_new_138 | Bulgaria | Eleshnitsa | Eleshnitsa | Struma/Strymonas | Sazhdenik | Greenfield |  |  |  |  | 0 | 0.57 |  | Bogomil G.Vasilev-Evelin 29 | [5 empty] | 2010 |  |  |  | potential | N/A | [15 empty] | None |  | http://eea.government.bg/wp/publicregister
BG_new_139 | Bulgaria | Chaya | Chepelarska | Maritsa | Pavelsko | Greenfield |  |  |  |  | 0 | 0.39 |  | BOZEV I SIE - OOD | [5 empty] | 2004 |  |  |  | potential | N/A | [15 empty] | None |  | http://eea.government.bg/wp/publicregister
BG_new_140 | Bulgaria | Chinara | Kurt’ovlomineindesenpritok | Arda | gr.Smolyan | Greenfield |  |  |  |  | 0 | 0.2 |  | Chinar – 2000 OOD | [5 empty] | 2005 |  |  |  | potential | N/A | [15 empty] | None |  | http://eea.government.bg/wp/publicregister, http://www.24smolian.com/2016/04/blog-post_78.html, http://www.otzvuk.bg/za-treti-pat-mvets-chinara-vliza-v-obs-smolyanchani-negoduvat/
BG_new_141 | Bulgaria | Ogosta 2 | Ogosta | Ogosta i zapadno ot Ogosta | Dolno Belotintsi, Montana | Greenfield | 43.440305,23.263111 |  |  |  | 0 | 1.171 |  | DAN - 2006 EOOD | [5 empty] | 2008 |  |  |  | potential | N/A | [15 empty] | None |  | http://eea.government.bg/wp/publicregister
BG_new_142 | Bulgaria | Khurlets | Ogosta | Ogosta i zapadno ot Ogosta | Khurlets | Greenfield | 43.708583,23.836110 | Reka Ogosta BG0000614 | Natura 2000 | Inside | 0 | 0.9 |  | DAN - MAR OOD | [5 empty] | 2008 |  |  |  | potential | N/A | [15 empty] | None |  | http://eea.government.bg/wp/publicregister
BG_new_143 | Bulgaria | Sushitska - 1 | Sushitska | Struma/Strymonas | Simitli | Greenfield | 41.818054,23.081388 |  |  |  | 0 | 0.68 |  | Dimal AM OOD | [5 empty] | 2009 |  |  |  | potential | N/A | [15 empty] | None |  | http://eea.government.bg/wp/publicregister
BG_new_144 | Bulgaria | Chuchuliga | Pirinska Bistrica | Struma/Strymonas | Kulata Novo Khodzhovo | Greenfield | 41.400513,23.367616 |  |  |  | 0 | 1.2 |  | D-M-2011OOD | [5 empty] | 2012 |  |  |  | potential | N/A | [15 empty] | None |  | http://eea.government.bg/wp/publicregister
BG_new_145 | Bulgaria | Cherni Iskur | Cherni Iskur | Iskur |  | Greenfield | 42.277505,23.522976 |  |  |  | 0 | 0.8 |  | Du rich laĭt OOD | [5 empty] | 2005 |  |  |  | potential | N/A | [15 empty] | None |  | http://eea.government.bg/wp/publicregister
BG_new_146 | Bulgaria | Gradishte | Maluk Iskur | Iskur |  | Greenfield | 43.001833,23.964277 | Bebresh BG0000374 | Natura 2000 | Inside | 0 | 1.171 |  | EKO - ENERDZHI OOD | [5 empty] | 2006 |  |  |  | potential | N/A | [15 empty] | None |  | http://eea.government.bg/wp/publicregister
BG_new_147 | Bulgaria | Zlatna Panega | Zlatna Panega | Iskur | Zlatna Panega | Greenfield | 43.088438,24.160152 | Karlukovo BG0001014 | Natura 2000 | Inside | 0 | 0.2 |  | Eko enerdzhi sistems OOD | [5 empty] | 2005 |  |  |  | potential | N/A | [15 empty] | None |  | http://eea.government.bg/wp/publicregister
BG_new_148 | Bulgaria | Betani | Iskur | Iskur | Staro selo | Greenfield | 43.133079,23.849971 |  |  |  | 0 | 1.4 |  | Ekobiĭ 2011 EOOD | [5 empty] | 2013 |  |  |  | potential | N/A | [15 empty] | None |  | http://eea.government.bg/wp/publicregister
BG_new_149 | Bulgaria | Khidrovuzel Boaza | Gradnishka(Boazka) | Yantra | Gradnitsa | Greenfield | 42.949805,24.958602 42.952863,24.955083 |  |  |  | 0 | 0.08 |  | EKOENERGIYA OOD | [5 empty] | 2011 |  |  |  | potential | N/A | [15 empty] | None |  | http://eea.government.bg/wp/publicregister
BG_new_150 | Bulgaria | Nita | Kutelska | Arda | Kutela | Greenfield |  |  |  |  | 0 | 0.18 |  | EKOKONSULT NITA EOOD | [5 empty] | 2011 |  |  |  | potential | N/A | [15 empty] | None |  | http://eea.government.bg/wp/publicregister
BG_new_151 | Bulgaria | Ekovets 1 | Pavlikenska | Yantra | Pavlikeni | Greenfield | 43.221529,25.356820 | Reka Rositsa BG0000609 | Natura 2000 | Inside | 0 | 0.16 |  | EKOVETS - 2001 - Petrovi EOOD | [5 empty] | 2004 |  |  |  | potential | N/A | [15 empty] | None |  | http://eea.government.bg/wp/publicregister
BG_new_152 | Bulgaria | Chavdar | Topolnitsa | Maritsa | Chavdar | Greenfield | 42.654722,24.119443 | Sredna gora BG0002054 Sredna gora BG0001389 | Natura 2000 | Inside | 0 | 1.2 |  | ELIA – KRS - 2000 OOD | [5 empty] | 2005 |  |  |  | potential | N/A | [15 empty] | None |  | http://eea.government.bg/wp/publicregister
BG_new_153 | Bulgaria | Vidrare | Maluk Iskur | Iskur | Vidrare | Greenfield | 43.005822,23.989099 |  |  |  | 0 | 0.834 |  | ELNADZOR OOD | [5 empty] | 2009 |  |  |  | potential | N/A | [15 empty] | None |  | http://eea.government.bg/wp/publicregister
BG_new_154 | Bulgaria | Desislava | Chepelarska | Maritsa | gr.Chepelare | Greenfield | 41.795567,24.710688 |  |  |  | 0 | 0 |  | ENEKO OOD | [5 empty] | 2013 |  |  |  | potential | N/A | [15 empty] | None |  | http://eea.government.bg/wp/publicregister
BG_new_155 | Bulgaria | Lukovit | Dulgalekiya | Iskur | Lukovit, Reselets | Greenfield |  | Karlukovski karst BG0000332 Karlukovo BG0001014 | Natura 2000 | Inside | 0 | 2.5 |  | ENERDZHI - KA EOOD | [5 empty] | 2007 |  |  |  | potential | N/A | [15 empty] | None |  | http://eea.government.bg/wp/publicregister
BG_new_156 | Bulgaria | Rebrovo | Iskur | Iskur | Rebrovo | Greenfield | 42.909889,23.385411 |  |  |  | 0 | 2.018 |  | ENERDZHI B EOOD | [5 empty] | 2009 |  |  |  | potential | N/A | [15 empty] | None |  | http://eea.government.bg/wp/publicregister
BG_new_157 | Bulgaria | Drenovets | Drenovets dam | Ogosta i zapadno ot Ogosta | Drenovets | Greenfield | 43.696160,22.916144 |  |  |  | 0 | 0.315 |  | ENERDZHI DRENOVETS EOOD | [5 empty] | 2013 |  |  |  | potential | N/A | [15 empty] | None |  | http://eea.government.bg/wp/publicregister
BG_new_158 | Bulgaria | Vodev chark | Balatach(Trebetushitsa) | Maritsa | gr.Velingrad | Greenfield | 41.883610,24.004166 |  |  |  | 0 | 0 |  | ENERDZHI GRUP BG EOOD | [5 empty] | 2005 |  |  |  | potential | N/A | [15 empty] | None |  | http://eea.government.bg/wp/publicregister
BG_new_159 | Bulgaria | Yablanitsa | Yablanitsa | Erma i Nishava | Bankya | Greenfield | 42.836555,22.696610 | Ruy BG0002112 Ruy BG0000313 | Natura 2000 | Inside | 0 | 1 |  | ENERDZHI OĬL 9 EOOD | [5 empty] | 2010 |  |  |  | potential | N/A | [15 empty] | None |  | http://eea.government.bg/wp/publicregister
BG_new_160 | Bulgaria | Poletkovtsi | Poletkovtsi dam | Ogosta i zapadno ot Ogosta | Poletkovtsi | Greenfield | 43.855880,22.516422 |  |  |  | 0 | 0.223 |  | ENERDZHI POLETKOVTSI EOOD | [5 empty] | 2013 |  |  |  | potential | N/A | [15 empty] | None |  | http://eea.government.bg/wp/publicregister
BG_new_161 | Bulgaria | Dinkata | Topolnitsa | Maritsa | Dinkata, Pamidovo | Greenfield | 42.289999,24.210583 |  |  |  | 0 | 0 |  | Energiya OOD | [5 empty] | 2006 |  |  |  | potential | N/A | [15 empty] | None |  | http://eea.government.bg/wp/publicregister
BG_new_162 | Bulgaria | Mikhalkovo | Vacha | Maritsa | Mikhalkovo | Greenfield | 41.849860,24.422582 |  |  |  | 0 | 3.2 |  | Energogrup OOD | [5 empty] | 2004 |  |  |  | potential | N/A | [15 empty] | None |  | http://eea.government.bg/wp/publicregister
BG_new_163 | Bulgaria | Polenitsa | Polenishka Torishka | Mesta/Nestos | Belitsa | Greenfield | 42.055527,23.576721 42.058027,23.593194 |  |  |  | 0 | 0.92 |  | Energovod EksportEOOD | [5 empty] | 2008 |  |  |  | potential | N/A | [15 empty] | None |  | http://eea.government.bg/wp/publicregister
BG_new_164 | Bulgaria | Enigma - 1 | Gorna Preka | Ogosta i zapadno ot Ogosta | Dolni Lom | Greenfield | 43.517332,22.782554 | Zapaden Balkan BG0002002 Zapadna Stara planina i Predbalkan BG0001040 | Natura 2000 | Inside | 0 | 0.6 |  | ENIGMA EOOD | [5 empty] | 2010 |  |  |  | potential | N/A | [15 empty] | None |  | http://eea.government.bg/wp/publicregister
BG_new_165 | Bulgaria | Chadurlii | Vidima | Yantra | Sennik | Greenfield |  | Vidima BG0000618 | Natura 2000 | Inside | 0 | 0.22 |  | Epsilon finansi EOOD | [5 empty] | 2013 |  |  |  | potential | N/A | [15 empty] | None |  | http://eea.government.bg/wp/publicregister
BG_new_166 | Bulgaria | ERT - 1 | Leva Reka | Ogosta i zapadno ot Ogosta | Gorni Lom | Greenfield | 43.432129,22.741399 | Zapaden Balkan BG0002002 Zapadna Stara planina i Predbalkan BG0001040 | Natura 2000 | Inside | 0 | 0.22 |  | ERT KHIDRO EOOD | [5 empty] | 2012 |  |  |  | potential | N/A | [15 empty] | None |  | http://eea.government.bg/wp/publicregister
BG_new_167 | Bulgaria | ERT - 3 | Burza | Ogosta i zapadno ot Ogosta | Gorni Lom | Greenfield | 43.420943,22.700555 | Zapaden Balkan BG0002002 Zapadna Stara planina i Predbalkan BG0001040 | Natura 2000 | Inside | 0 | 0.15 |  | ERT KHIDRO EOOD | [5 empty] | 2012 |  |  |  | potential | N/A | [15 empty] | None |  | http://eea.government.bg/wp/publicregister
BG_new_168 | Bulgaria | Zlokuchene | Iskur | Iskur | Zlokuchene | Greenfield | 42.391638,23.554638 |  |  |  | 0 | 1.2 |  | ERT KHIDRO EOOD | [5 empty] | 2012 |  |  |  | potential | N/A | [15 empty] | None |  | http://eea.government.bg/wp/publicregister
BG_new_169 | Bulgaria | Levi Iskur | Levi Iskur, tributary to CherniIskur | Iskur | Mala tsurkva | Greenfield | 42.239027,23.518693 |  |  |  | 0 | 0.75 |  | ES-DZHI-AĬ-PI OOD | [5 empty] | 2009 |  |  |  | potential | N/A | [15 empty] | None |  | http://eea.government.bg/wp/publicregister
BG_new_170 | Bulgaria | Khvoina | Chepelarska | Maritsa | Khvoĭna, Pavelsko | Greenfield | 41.860602,24.690060 41.871635,24.692646 |  |  |  | 0 | 0 |  | ET EKOVODDIZAĬN-91 | [5 empty] | 2007 |  |  |  | potential | N/A | [15 empty] | None |  | http://eea.government.bg/wp/publicregister
BG_new_171 | Bulgaria | Godovitsa | Godovitsa | Mesta/Nestos | Bachevo | Greenfield | 41.947777,23.388888 |  |  |  | 0 | 0.37 |  | ET EOS-Emiliya Tsvetanova-Krasimir Tsvetanov | [5 empty] | 2011 |  |  |  | potential | N/A | [15 empty] | None |  | http://eea.government.bg/wp/publicregister
BG_new_172 | Bulgaria | Asenitsa 3 | Chepelarska | Maritsa | Bachkovo | Greenfield | 41.930640,24.847507 |  |  |  | 0 | 0.78 |  | ET Georgi Boĭkov | [5 empty] | 2002 |  |  |  | potential | N/A | [15 empty] | None |  | http://eea.government.bg/wp/publicregister
BG_new_173 | Bulgaria | Bukov dol | Chepelarska | Maritsa | Bachkovo | Greenfield | 41.925456,24.840554 | Dobrostan BG0002073 Rodopi - Sredni BG0001031 | Natura 2000 | Inside | 0 | 0.7 |  | ET Georgi Boĭkov | [5 empty] | 2006 |  |  |  | potential | N/A | [15 empty] | None |  | http://eea.government.bg/wp/publicregister
BG_new_174 | Bulgaria | Tsaparevo | Tsaparevska | Struma/Strymonas | Tsaparevo | Greenfield | 41.641388,23.054722 |  |  |  | 0 | 0.4 |  | ET Georgi Gotsev | [5 empty] | 2008 |  |  |  | potential | N/A | [15 empty] | None |  | http://eea.government.bg/wp/publicregister
BG_new_175 | Bulgaria | BUNOVO | Bunovchitsa | Maritsa | Bunovo, Mirkovo | Greenfield | 42.724507,23.928624 | Etropole - Baylovo BG0001043 | Natura 2000 | Inside | 0 | 0.2 |  | ET KHIDROKONSULT - IGNAT IGNATOV | [5 empty] | 2006 |  |  |  | potential | N/A | [15 empty] | None |  | http://eea.government.bg/wp/publicregister
BG_new_176 | Bulgaria | Redina | Stara reka | Iskur | Svoge | Greenfield | 42.963240,23.391953 |  |  |  | 0 | 0.19 |  | ET KIP -Kiril Trifonov | [5 empty] | 2005 |  |  |  | potential | N/A | [15 empty] | None |  | http://eea.government.bg/wp/publicregister
BG_new_177 | Bulgaria | Chepinska | Chepinska | Arda | Chepintsi | Greenfield | 41.453672,24.854746 |  |  |  | 0 | 0.2 |  | ET POLIS – SLAVCHO MADANSKI | [5 empty] | 2004 |  |  |  | potential | N/A | [15 empty] | None |  | http://eea.government.bg/wp/publicregister
BG_new_178 | Bulgaria | Vichvan | Tundzha | Tundzha | Srem | Greenfield | 42.062666,26.475804 |  |  |  | 0 | 0.523 |  | ET VICHVAN - VICHO VANEV | [5 empty] | 2010 |  |  |  | potential | N/A | [15 empty] | None |  | http://eea.government.bg/wp/publicregister
BG_new_179 | Bulgaria | Marevo | Gradevska | Struma/Strymonas | Gradevo | Greenfield | 41.910083,23.299305 |  |  |  | 0 | 0.6 |  | ETAngel Mladenov | [5 empty] | 2008 |  |  |  | potential | N/A | [15 empty] | None |  | http://eea.government.bg/wp/publicregister
BG_new_180 | Bulgaria | Preboinitsa | Preboĭnitsa | Iskur | Svoge | Greenfield | 43.090416,23.324332 | Ponor BG0002005 Zapadna Stara planina i Predbalkan BG0001040 | Natura 2000 | Inside | 0 | 0.8 |  | Evroenerdzhi MB OOD | [5 empty] | 2005 |  |  |  | potential | N/A | [15 empty] | None |  | http://eea.government.bg/wp/publicregister
BG_new_181 | Bulgaria | Potochitsa | Cherna | Arda | Dolno cherkovishte | Greenfield | 41.614204,25.723044 | Most Arda BG0002071 Rodopi - Iztochni BG0001032 | Natura 2000 | Inside | 0 | 7.35 |  | FINAUTO OOD | [5 empty] | 2005 |  |  |  | potential | N/A | [15 empty] | None |  | http://eea.government.bg/wp/publicregister
BG_new_182 | Bulgaria | Kiselets | Sugarevska | Struma/Strymonas | Sugarevo | Greenfield | 41.584249,23.452694 | Sreden Pirin - Alibotush BG0001028 | Natura 2000 | Inside | 0 | 1.077 |  | Furnir plast OOD | [5 empty] | 2009 |  |  |  | potential | N/A | [15 empty] | None |  | http://eea.government.bg/wp/publicregister
BG_new_183 | Bulgaria | Luki - 3 | Chepelarska | Maritsa | selata Yugovo i Narechenski bani | Greenfield | 41.910998,24.788485 | Dobrostan BG0002073 Rodopi - Sredni BG0001031 | Natura 2000 | Inside | 0 | 1.39 |  | GEORGI VASILEV VASILEV | [5 empty] | 2008 |  |  |  | potential | N/A | [15 empty] | None |  | http://eea.government.bg/wp/publicregister
BG_new_184 | Bulgaria | Perivol | Perivolska | Mesta/Nestos | Bachevo | Greenfield | 41.937185,23.420402 |  |  |  | 0 | 0.25 |  | Grand khan Bulgariya EOOD | [5 empty] | 2010 |  |  |  | potential | N/A | [15 empty] | None |  | http://eea.government.bg/wp/publicregister
BG_new_185 | Bulgaria | Belovo | GNK"Akandzhievo–Belovo" | Maritsa | gr.Belovo | Greenfield | 42.221860,24.045694 |  |  |  | 0 | 1.977 |  | GRIĬN LAĬT OOD | [5 empty] | 2007 |  |  |  | potential | N/A | [15 empty] | None |  | http://eea.government.bg/wp/publicregister
BG_new_186 | Bulgaria | Borov dol | Borovdolska | Tundzha | Borov dol | Greenfield | 42.749669,26.053577 |  |  |  | 0 | 0.23 |  | ILDI EOOD | [5 empty] | 2008 |  |  |  | potential | N/A | [15 empty] | None |  | http://eea.government.bg/wp/publicregister
BG_new_187 | Bulgaria | Bebresh - 2 | Bebresh,Papinitsa | Iskur | Vrachesh | Greenfield | 42.814617,23.802808 | Etropole - Baylovo BG0001043 | Natura 2000 | Inside | 0 | 0.35 |  | INKO OOD | [5 empty] | 2007 |  |  |  | potential | N/A | [15 empty] | None |  | http://eea.government.bg/wp/publicregister
BG_new_188 | Bulgaria | TEA | Cherna | Arda | gr.Smolyan | Greenfield | 41.563208,24.578858 | Trigrad - Mursalitsa BG0002113 Rodopi - Zapadni BG0001030 | Natura 2000 | Inside | 0 | 0.305 |  | ĬORDANKA TODOROVA STOEVA i TODOR STOEV SGUROV | [5 empty] | 2004 |  |  |  | potential | N/A | [15 empty] | None |  | http://eea.government.bg/wp/publicregister
BG_new_189 | Bulgaria | Persenk | Chepelarska | Maritsa | gr.Chepelare | Greenfield | 41.773986,24.707166 |  |  |  | 0 | 1.2 |  | IRKOM EOOD | Rosen Bagryanov | Bulgarian |  |  |  | 2003 |  |  |  | potential | N/A | [15 empty] | None |  | http://eea.government.bg/wp/publicregister
BG_new_190 | Bulgaria | Chomakovtsi | Iskur | Iskur | Chomakovtsi | Greenfield | 43.323916,24.072749 | Karlukovo BG0001014 | Natura 2000 | Inside | 0 | 2.184 |  | Iskur 2004 AD | [5 empty] | 2012 |  |  |  | potential | N/A | [15 empty] | None |  | http://eea.government.bg/wp/publicregister
BG_new_191 | Bulgaria | Strupets | Iskur | Iskur | Staroselo, Strupets | Greenfield | 43.141096,23.861097 |  |  |  | 0 | 3.205 |  | ISKuR 3 EOOD | [5 empty] | 2007 |  |  |  | potential | N/A | [15 empty] | None |  | http://eea.government.bg/wp/publicregister
BG_new_192 | Bulgaria | Chudnite mostove | Erkyupriiska (Bryaska) | Maritsa | Zaburdo | Greenfield | 41.806805,24.607500 41.806777,24.607444 | Persenk BG0002105 Rodopi - Zapadni BG0001030 | Natura 2000 | Inside | 0 | 0.05 |  | KHEDA OOD | [5 empty] | 2008 |  |  |  | potential | N/A | [15 empty] | None |  | http://eea.government.bg/wp/publicregister
BG_new_193 | Bulgaria | Barazha | BlagoevgradskaBistritsa | Struma/Strymonas | Blagoevgrad | Greenfield |  |  |  |  | 0 | 0.5 |  | Khidro bild EOOD | [5 empty] | 2009 |  |  |  | potential | N/A | [15 empty] | None |  | http://eea.government.bg/wp/publicregister
BG_new_194 | Bulgaria | Aleksandrovo | Osum | Osum | Aleksandrovo | Greenfield | 43.245360,24.917804 | Devetashko plato BG0002102 Devetashko plato BG0000615 | Natura 2000 | Inside | 0 | 0.93 |  | KHIDRO ENERDZHI OOD | [5 empty] | 2009 |  |  |  | potential | N/A | [15 empty] | None |  | http://eea.government.bg/wp/publicregister
BG_new_195 | Bulgaria | Kozarevo | Elov dol | Tundzha | gr.Tvurditsa | Greenfield | 42.721041,25.858335 42.722945,25.863614 |  |  |  | 0 | 0.46 |  | KHIDRO OOD | [5 empty] | 2006 |  |  |  | potential | N/A | [15 empty] | None |  | http://eea.government.bg/wp/publicregister
BG_new_196 | Bulgaria | Tsurkvishte | Dormushevska | Tsarkveshtinska | Tsurkvishte | Greenfield | 42.743471,24.095083 42.742721,24.093499 |  |  |  | 0 | 0 |  | KHIDRO OOD | [5 empty] | 2007 |  |  |  | potential | N/A | [15 empty] | None |  | http://eea.government.bg/wp/publicregister
BG_new_197 | Bulgaria | Seltse | Selchenska (Muglizhka) | Tundzha | Seltse | Greenfield |  | Tsentralen Balkan bufer BG0002128 Tsentralen Balkan - bufer BG0001493 | Natura 2000 | Inside | 0 | 0 |  | Khidro Pauur OOD | [5 empty] | 2009 |  |  |  | potential | N/A | [15 empty] | None |  | http://eea.government.bg/wp/publicregister
BG_new_198 | Bulgaria | Raduil | Ibur | Maritsa | Raduil | Greenfield |  |  |  |  | 0 | 0 |  | Khidro-Elektrik OOD | [5 empty] | 2005 |  |  |  | potential | N/A | [15 empty] | None |  | http://eea.government.bg/wp/publicregister
BG_new_199 | Bulgaria | Varvara | Chepinska | Maritsa | Vetren dol | Greenfield | 42.137643,24.124615 |  |  |  | 0 | 1.5 |  | Khidroenerdzhi OOD | [5 empty] | 2005 |  |  |  | potential | N/A | [15 empty] | None |  | http://eea.government.bg/wp/publicregister
BG_new_200 | Bulgaria | Dulga reka | Dulga reka | Vit | Divchovoto | Greenfield | 42.807858,24.190555 | Tsentralen Balkan bufer BG0002128 Tsentralen Balkan - bufer BG0001493 | Natura 2000 | Inside | 0 | 0.32 |  | KHIDROENERGETIKA - P OOD | [5 empty] | 2009 |  |  |  | potential | N/A | [15 empty] | None |  | http://eea.government.bg/wp/publicregister
BG_new_202 | Bulgaria | Ogosta 10 | Ogosta | Ogosta i zapadno ot Ogosta | Boĭchinovtsi | Greenfield | 43.482056,23.337724 |  |  |  | 0 | 0.486 |  | KHIDROENERGOPROEKT OOD | [5 empty] | 2010 |  |  |  | potential | N/A | [15 empty] | None |  | http://eea.government.bg/wp/publicregister
BG_new_203 | Bulgaria | Ogosta 11 | Ogosta | Ogosta i zapadno ot Ogosta | Erden Boĭchinovtsi | Greenfield | 43.482068,23.326601 |  |  |  | 0 | 0.778 |  | KHIDROENERGOPROEKT OOD | [5 empty] | 2010 |  |  |  | potential | N/A | [15 empty] | None |  | http://eea.government.bg/wp/publicregister
BG_new_204 | Bulgaria | Ogosta 9 | Ogosta | Ogosta i zapadno ot Ogosta | Portitovtsi Boĭchinovtsi | Greenfield | 43.482935,23.354416 |  |  |  | 0 | 1.077 |  | KHIDROENERGOPROEKT OOD | [5 empty] | 2010 |  |  |  | potential | N/A | [15 empty] | None |  | http://eea.government.bg/wp/publicregister
BG_new_205 | Bulgaria | Dermantsi | Vit | Vit | Dermantsi | Greenfield | 43.150575,24.268941 |  |  |  | 0 | 0.55 |  | KHIDROMID OOD | [5 empty] | 2009 |  |  |  | potential | N/A | [15 empty] | None |  | http://eea.government.bg/wp/publicregister
BG_new_206 | Bulgaria | Grebenets | Vucha | Maritsa | Nastan | Greenfield | 41.725829,24.422191 41.725279,24.422949 | Trigrad - Mursalitsa BG0002113 Rodopi - Zapadni BG0001030 | Natura 2000 | Inside | 0 | 3.05 |  | Khidropad EOOD | [5 empty] | 2004 |  |  |  | potential | N/A | [15 empty] | None |  | http://eea.government.bg/wp/publicregister
BG_new_207 | Bulgaria | Tuzha | Maritsa | Tundzha | Tuzha | Greenfield | 42.660137,25.057549 | Tsentralen Balkan - bufer BG0001493 | Natura 2000 | Inside | 0 | 0.39 |  | KHIDROSTROĬ GRUP 2007 OOD | [5 empty] | 2009 |  |  |  | potential | N/A | [15 empty] | None |  | http://eea.government.bg/wp/publicregister
BG_new_208 | Bulgaria | Chuprene | Golyama reka (Chuprenska) | Ogosta i zapadno ot Ogosta | Chuprene | Greenfield | 43.487166,22.617943 | Zapaden Balkan BG0002002 Zapadna Stara planina i Predbalkan BG0001040 | Natura 2000 | Inside | 0 | 0.66 |  | KHIDROVEL OOD | [5 empty] | 2012 |  |  |  | potential | N/A | [15 empty] | None |  | http://eea.government.bg/wp/publicregister
BG_new_209 | Bulgaria | Yugovo | Yugovska | Maritsa | Yugovo | Greenfield | 41.906543,24.798949 |  |  |  | 0 | 0.684 |  | KIP - KHIDRO - EOOD | [5 empty] | 2004 |  |  |  | potential | N/A | [15 empty] | None |  | http://eea.government.bg/wp/publicregister
BG_new_210 | Bulgaria | Zhest | Treshhenza River, Drogodelska Ogosta | Ogosta i zapadno ot Ogosta | Montana | Greenfield | 43.239221,22.959555 | Zapaden Balkan BG0002002 Zapadna Stara planina i Predbalkan BG0001040 | Natura 2000 | Inside | 0 | 0.43 |  | KM KALETO AD | [5 empty] | 2004 |  |  |  | potential | N/A | [15 empty] | None |  | http://eea.government.bg/wp/publicregister
BG_new_211 | Bulgaria | Rudozem 1 | Arda | Arda | gr.Rudozem | Greenfield | 41.489307,24.837628 |  |  |  | 0 | 0.245 |  | KOCHOVSKI i N-OOD | [5 empty] | 2005 |  |  |  | potential | N/A | [15 empty] | None |  | http://eea.government.bg/wp/publicregister
BG_new_212 | Bulgaria | Skokut | Yantra | Yantra | Gabrovo | Greenfield | 42.863416,25.320304 | Reka Yantra BG0000610 | Natura 2000 | Inside | 0 | 0.117 |  | KOMELT - PETKOV I SIE OOD | [5 empty] | 2008 |  |  |  | potential | N/A | [15 empty] | None |  | http://eea.government.bg/wp/publicregister
BG_new_213 | Bulgaria | Velingrad 1 | Balukdere(Chepinska) | Maritsa | gr.Velingrad | Greenfield | 41.909441,23.931477 |  |  |  | 0 | 0.518 |  | Kompaniya za mezhdunaroden loven turizum AD | [5 empty] | 2003 |  |  |  | potential | N/A | [15 empty] | None |  | http://eea.government.bg/wp/publicregister
BG_new_214 | Bulgaria | Velingrad 2 | RekaBalukdere(Chepinska) | Maritsa | gr.Velingrad | Greenfield | 41.910050,23.931441 |  |  |  | 0 | 0.518 |  | Kompaniya za mezhdunaroden loven turizum AD | [5 empty] | 2004 |  |  |  | potential | N/A | [15 empty] | None |  | http://eea.government.bg/wp/publicregister
BG_new_215 | Bulgaria | KONSORT | Chepelarska | Maritsa | Narechenski bani Bachkovo | Greenfield | 41.916499,24.817244 |  |  |  | 0 | 1.68 |  | Konsort OOD | [5 empty] | 2004 |  |  |  | potential | N/A | [15 empty] | None |  | http://eea.government.bg/wp/publicregister
BG_new_216 | Bulgaria | ENERDZHI 4 | Dormushevska | Maritsa | Boĭkovo | Greenfield | 41.950501,24.608920 41.950550,24.609008 |  |  |  | 0 | 0.872 |  | KONTROL INVEST 1 OOD | [5 empty] | 2007 |  |  |  | potential | N/A | [15 empty] | None |  | http://eea.government.bg/wp/publicregister
BG_new_217 | Bulgaria | Sveti Vrach | Elenska | Arda | gr.Smolyan | Greenfield | 41.579550, 24.659283 | Trigrad - Mursalitsa BG0002113 Rodopi - Zapadni BG0001030 | Natura 2000 | Inside | 0 | 0 |  | KRAMA-EOOD | [5 empty] | 2005 |  |  |  | potential | N/A | [15 empty] | None |  | http://eea.government.bg/wp/publicregister
BG_new_218 | Bulgaria | Khalpach | Zabardska | Maritsa | Zaburdo | Greenfield | 41.813125,24.670166 |  |  |  | 0 | 0.18 |  | LEM INVEST EOOD | [5 empty] | 2010 |  |  |  | potential | N/A | [15 empty] | None |  | http://eea.government.bg/wp/publicregister
BG_new_219 | Bulgaria | Muglizh | Muglizhka(Selchenska) | Tundzha | gr.Muglizh | Greenfield | 42.625636,25.547410 | HUBCHA | Protected area |  | 0 | 0.276 |  | LK INZHENERING EOOD | [5 empty] | 2008 |  |  |  | potential | N/A | [15 empty] | None |  | http://eea.government.bg/wp/publicregister
BG_new_220 | Bulgaria | Ribarnika | Manastirska | Maritsa | Lukavitsa | Greenfield | 41.794305,24.861611 |  |  |  | 0 | 1.722 |  | LuKI INVEST AD | [5 empty] | 2007 |  |  |  | potential | N/A | [15 empty] | None |  | http://eea.government.bg/wp/publicregister
BG_new_221 | Bulgaria | Cherna 2 | Cherna | Arda | Turun | Greenfield | 41.565572,24.839344 |  |  |  | 0 | 0.507 |  | M i G 2000 OOD | [5 empty] | 2000 |  |  |  | potential | N/A | [15 empty] | None |  | http://eea.government.bg/wp/publicregister
BG_new_222 | Bulgaria | Gostun | Matandere | Mesta/Nestos | Gostun | Greenfield | 41.830554,23.694444 | Reka Mesta BG0001021 | Natura 2000 | Inside | 0 | 0.68 |  | Mauntaĭn Kholideĭz OOD | [5 empty] | 2012 |  |  |  | potential | N/A | [15 empty] | None |  | http://eea.government.bg/wp/publicregister
BG_new_223 | Bulgaria | Boboshevo | Marevo | Mesta/Nestos | Kornitsa | Greenfield | 41.635238,23.617688 |  |  |  | 0 | 0.315 |  | Megatreĭd-invest EOOD | [5 empty] | 2008 |  |  |  | potential | N/A | [15 empty] | None |  | http://eea.government.bg/wp/publicregister
BG_new_224 | Bulgaria | Bozhenitsa-1 | Bebresh | Iskur | Bozhenitsa | Greenfield | 43.004444,23.809444 |  |  |  | 0 | 0.5 |  | MEGAVAT OOD | [5 empty] | 2007 |  |  |  | potential | N/A | [15 empty] | None |  | http://eea.government.bg/wp/publicregister
BG_new_225 | Bulgaria | Lukovitsa | Lukovitsa (tributary Chepelarska) | Maritsa | gr.Asenovgrad | Greenfield | 41.981785,24.854780 | Dobrostan BG0002073 Rodopi - Sredni BG0001031 | Natura 2000 | Inside | 0 | 0.2 |  | Megavat OOD | [5 empty] | 2003 |  |  |  | potential | N/A | [15 empty] | None |  | http://eea.government.bg/wp/publicregister
BG_new_226 | Bulgaria | Vodenitsata | Cherna | Arda | Srednogortsi | Greenfield | 41.537027,24.924054 |  |  |  | 0 | 0.35 |  | MF KuMPANI OOD | [5 empty] | 2001 |  |  |  | potential | N/A | [15 empty] | None |  | http://eea.government.bg/wp/publicregister
BG_new_227 | Bulgaria | MI - 6 | Golyama reka (Chuprenska) | Ogosta i zapadno ot Ogosta | Chuprene | Greenfield | 43.508150,22.634180 | Zapaden Balkan BG0002002 Zapadna Stara planina i Predbalkan BG0001040 | Natura 2000 | Inside | 0 | 0.267 |  | MI - 6 OOD | [5 empty] | 2007 |  |  |  | potential | N/A | [15 empty] | None |  | http://eea.government.bg/wp/publicregister
BG_new_228 | Bulgaria | Slubeshka | Slubeshka | Iskur | Etropole | Greenfield | 42.813388,24.076985 |  |  |  | 0 | 0.1 |  | Mikro VETS Slubeshka OOD | [5 empty] | 2010 |  |  |  | potential | N/A | [15 empty] | None |  | http://eea.government.bg/wp/publicregister
BG_new_229 | Bulgaria | Boboshevo | Struma | Struma/Strymonas | gr.Boboshevo | Greenfield | 42.144316,23.032832 | Skrino BG0001013 | Natura 2000 | Inside | 0 | 2 |  | M-VETS i CO OOD | [5 empty] | 2012 |  |  |  | potential | N/A | [15 empty] | None |  | http://eea.government.bg/wp/publicregister
BG_new_230 | Bulgaria | Ritlite - Enerdzhi | Iskur | Iskur | Lyutibrod | Greenfield | 43.103629,23.620773 | Vratchanski Balkan Vrachanski Balkan BG0002053 Vrachanski Balkan BG0000166 | Nature park | Inside | 0 | 2.44 |  | N - SIE F GRUP IMPORT - EKSPORT OOD | [5 empty] | 2007 |  |  |  | potential | N/A | [15 empty] | None |  | http://eea.government.bg/wp/publicregister
BG_new_231 | Bulgaria | Nadezhda | Iskur | Iskur |  | Greenfield | 43.076249,23.538471 |  |  |  | 0 | 4.08 |  | NADEZHDA - 2001 | [5 empty] | 2006 |  |  |  | potential | N/A | [15 empty] | None |  | http://eea.government.bg/wp/publicregister
BG_new_232 | Bulgaria | Nidimeks | Gradnishka | Mesta/Nestos | Osenovo | Greenfield | 41.779721,23.739999 | Rodopi - Zapadni BG0001030 | Natura 2000 | Inside | 0 | 0.26 |  | Nidimeks OOD | [5 empty] | 2011 |  |  |  | potential | N/A | [15 empty] | None |  | http://eea.government.bg/wp/publicregister
BG_new_233 | Bulgaria | Kremen | Lukenska | Mesta/Nestos | Kremen | Greenfield | 41.698610,23.653888 | Mesta BG0002076 Reka Mesta BG0001021 | Natura 2000 | Inside | 0 | 0.35 |  | Ni-Ko 2004 OOD | [5 empty] | 2009 |  |  |  | potential | N/A | [15 empty] | None |  | http://eea.government.bg/wp/publicregister
BG_new_234 | Bulgaria | Kremen-1 | Kremenska | Mesta/Nestos | Kremen | Greenfield | 41.696944,23.655833 | Mesta BG0002076 Reka Mesta BG0001021 | Natura 2000 | Inside | 0 | 0.36 |  | Ni-Ko 2004 OOD | [5 empty] | 2010 |  |  |  | potential | N/A | [15 empty] | None |  | http://eea.government.bg/wp/publicregister
BG_new_235 | Bulgaria | Ekorodopi | Rokovska | Tundzha | selata Reka i Podvis | Greenfield | 41.575554,24.840444 |  |  |  | 0 | 0.15 |  | NITA KONSULT EOOD TEMI EOOD | [5 empty] | 2009 |  |  |  | potential | N/A | [15 empty] | None |  | http://eea.government.bg/wp/publicregister
BG_new_236 | Bulgaria | Chomakovtsi – 1 | Iskur | Iskur | Reselets | Greenfield | 43.230943,24.057805 | Karlukovski karst BG0000332 Karlukovo BG0001014 | Natura 2000 | Inside | 0 | 0.75 |  | NORD - EL OOD | [5 empty] | 2009 |  |  |  | potential | N/A | [15 empty] | None |  | http://eea.government.bg/wp/publicregister
BG_new_237 | Bulgaria | Reselets | Iskur | Iskur | Reselets | Greenfield | 43.230943,24.057805 | Karlukovski karst BG0000332 Karlukovo BG0001014 | Natura 2000 | Inside | 0 | 3.595 |  | NORD - EL OOD | [5 empty] | 2009 |  |  |  | potential | N/A | [15 empty] | None |  | http://eea.government.bg/wp/publicregister
BG_new_238 | Bulgaria | Vidima /Gradnitsa/ | Vidima | Yantra | Gradnitsa | Greenfield |  | PERSINA | Protected area | Inside | 0 | 0.2 |  | Nord Investmund Grup EOOD | [5 empty] | 2013 |  |  |  | potential | N/A | [15 empty] | None |  | http://eea.government.bg/wp/publicregister
BG_new_239 | Bulgaria | Gara Eliseĭna | Iskur | Iskur | Eliseĭna | Greenfield | 43.080355,23.514722 |  |  |  | 0 | 2.94 |  | NOVI ENERGII OOD | [5 empty] | 2010 |  |  |  | potential | N/A | [15 empty] | None |  | http://eea.government.bg/wp/publicregister
BG_new_240 | Bulgaria | Reburkovo | Iskur | Iskur | Reburkovo i Lyutibrod | Greenfield | 43.112659,23.676241 |  |  |  | 0 | 3.35 |  | NOVI ENERGII OOD | [5 empty] | 2010 |  |  |  | potential | N/A | [15 empty] | None |  | http://eea.government.bg/wp/publicregister
BG_new_241 | Bulgaria | Yadenitsa | Golyamareka(Chuprenska) | Maritsa | gr.Belovo | Greenfield |  |  |  |  | 0 | 1.75 |  | Odet – IT – Yadenitsa EOOD | [5 empty] | 2005 |  |  |  | potential | N/A | [15 empty] | None |  | http://eea.government.bg/wp/publicregister
BG_new_242 | Bulgaria | Kostina | Kostina | Vit |  | Greenfield | 42.812916,24.329777 | Tsentralen Balkan BG0000494 Tsentralen Balkan - bufer BG0001493 | Natura 2000 | Inside | 0 | 0.3 |  | Orkhanie 1 OOD | [5 empty] | 2005 |  |  |  | potential | N/A | [15 empty] | None |  | http://eea.government.bg/wp/publicregister
BG_new_243 | Bulgaria | Zavodna | Zavodna | Vit | Teteven | Greenfield | 42.813666,24.373138 | Tsentralen Balkan bufer BG0002128 Tsentralen Balkan - bufer BG0001493 | Natura 2000 | Inside | 0 | 0.15 |  | Orkhanie 1 OOD | [5 empty] | 2004 |  |  |  | potential | N/A | [15 empty] | None |  | http://eea.government.bg/wp/publicregister
BG_new_244 | Bulgaria | Gashnya | Gashnya | Maritsa | Selcha | Greenfield | 41.823999,24.397930 | Rodopi - Zapadni BG0001030 | Natura 2000 | Inside | 0 | 0.52 |  | PALAS OOD | [5 empty] | 2003 |  |  |  | potential | N/A | [15 empty] | None |  | http://eea.government.bg/wp/publicregister
BG_new_245 | Bulgaria | Orekhovo | Orekhovska | Maritsa | Orekhovo | Greenfield | 41.867161,24.594770 | Persenk BG0002105 Rodopi - Zapadni BG0001030 | Natura 2000 | Inside | 0 | 0.3 |  | PALAS OOD | [5 empty] | 2003 |  |  |  | potential | N/A | [15 empty] | None |  | http://eea.government.bg/wp/publicregister
BG_new_246 | Bulgaria | Melnik | Vodenichna (tributary Tundzha) | Tundzha | Srem | Greenfield | 42.048277,26.531610 | Sakar BG0002021 Reka Tundzha 2 BG0000195 | Natura 2000 | Inside | 0 | 0.5 |  | PARALEL ELEKTRIK OOD | [5 empty] | 2008 |  |  |  | potential | N/A | [15 empty] | None |  | http://eea.government.bg/wp/publicregister
BG_new_247 | Bulgaria | Filipovo 2 | Mesta | Mesta/Nestos | Filipovo i Kremen | Greenfield | 41.740416,23.685638 | Mesta BG0002076 Reka Mesta BG0001021 | Natura 2000 | Inside | 0 | 1.32 |  | PesotaOOD | [5 empty] | 2009 |  |  |  | potential | N/A | [15 empty] | None |  | http://eea.government.bg/wp/publicregister
BG_new_248 | Bulgaria | Pirin Vat 3 | Tufcha | Mesta/Nestos | Gotse Delchev | Greenfield | 41.656388,23.618332 |  |  |  | 0 | 0.16 |  | Pirin Vat OOD | Kiril Dobrev | Bulgaria |  | private |  | 2010 |  |  |  | potential | N/A | [15 empty] | None |  | http://eea.government.bg/wp/publicregister
BG_new_249 | Bulgaria | Dryanovo | Dryanovska | Mesta/Nestos | Gorno Dryanovo | Greenfield | 41.640716,23.827093 | Mesta BG0002076 Rodopi - Zapadni BG0001030 | Natura 2000 | Inside | 0 | 0.53 |  | Praktiker EOOD | [5 empty] | 2008 |  |  |  | potential | N/A | [15 empty] | None |  | http://eea.government.bg/wp/publicregister
BG_new_250 | Bulgaria | Kanina 1 | Kanina | Mesta/Nestos | G.Dryanovo | Greenfield |  | Mesta BG0002076 Rodopi - Zapadni BG0001030 | Natura 2000 | Inside | 0 | 0.6 |  | Praktiker EOOD | [5 empty] | 2011 |  |  |  | potential | N/A | [15 empty] | None |  | http://eea.government.bg/wp/publicregister
BG_new_251 | Bulgaria | Kanina 2 | Kanina | Mesta/Nestos | Ognyanovo | Greenfield |  | Mesta BG0002076 Rodopi - Zapadni BG0001030 | Natura 2000 | Inside | 0 | 0.4 |  | Praktiker EOOD | [5 empty] | 2011 |  |  |  | potential | N/A | [15 empty] | None |  | http://eea.government.bg/wp/publicregister
BG_new_252 | Bulgaria | Kraevo | Kanshtitsa | Iskur | Kraevo | Greenfield | 42.986890,23.581842 |  |  |  | 0 | 0.425 |  | PRIRODNA SILA OOD | [5 empty] | 2008 |  |  |  | potential | N/A | [15 empty] | None |  | http://eea.government.bg/wp/publicregister
BG_new_253 | Bulgaria | Rashkovo | Rudarka | Iskur | Rashkovo | Greenfield | 43.012637,23.599908 |  |  |  | 0 | 0.36 |  | PRIRODNA SILA OOD | [5 empty] | 2008 |  |  |  | potential | N/A | [15 empty] | None |  | http://eea.government.bg/wp/publicregister
BG_new_254 | Bulgaria | Yadenitsa | Yadenitsa | Maritsa | Golyamo Belovo | Greenfield | 42.136865,23.933924 | Yadenitsa BG0001386 | Natura 2000 | Inside | 0 | 0.745 |  | Rafaelo grup OOD | [5 empty] | 2006 |  |  |  | potential | N/A | [15 empty] | None |  | http://eea.government.bg/wp/publicregister
BG_new_255 | Bulgaria | Ralitsa 1 | Ogosta | Ogosta i zapadno ot Ogosta | Sofronievo Kriva bara | Greenfield | 43.637816,23.736049 | Zlatiyata BG0002009 Reka Ogosta BG0000614 | Natura 2000 | Inside | 0 | 0.86 |  | RALITSA OOD | [5 empty] | 2011 |  |  |  | potential | N/A | [15 empty] | None |  | http://eea.government.bg/wp/publicregister
BG_new_256 | Bulgaria | Ralitsa 2 | Ogosta | Ogosta i zapadno ot Ogosta | Beli brod | Existing | 43.548897,23.582696 | Zlatiyata BG0002009 Reka Ogosta BG0000614 | Natura 2000 | Inside | 0 | 0.48 |  | RALITSA OOD | [5 empty] | 2011 |  |  |  | potential | N/A | [15 empty] | None |  | http://eea.government.bg/wp/publicregister
BG_new_257 | Bulgaria | Pavelsko | Chepelarska | Maritsa | Pavelsko | Greenfield | 41.841526,24.680547 |  |  |  | 0 | Unclear |  | Rambo OOD | [5 empty] | 2000 |  |  |  | potential | N/A | [15 empty] | None |  | http://eea.government.bg/wp/publicregister
BG_new_258 | Bulgaria | Visochka | Visochka | Erma i Nishava |  | Greenfield | 43.144749,23.014750 | Zapaden Balkan BG0002002 Zapadna Stara planina i Predbalkan BG0001040 | Natura 2000 | Inside | 0 | 0.35 |  | RDP - Svetl’o EOOD | [5 empty] | 2004 |  |  |  | potential | N/A | [15 empty] | None |  | http://eea.government.bg/wp/publicregister
BG_new_259 | Bulgaria | Porominovo | Rechitsa | Struma/Strymonas | Brezhani | Greenfield | 41.915833,23.262500 |  |  |  | 0 | 0.41 |  | Rechitsa OOD | [5 empty] | 2012 |  |  |  | potential | N/A | [15 empty] | None |  | http://eea.government.bg/wp/publicregister
BG_new_260 | Bulgaria | Anton | Vurtopska | Maritsa | Anton | Greenfield | 42.729482,24.371346 | Centralen Balkan | National park | Inside | 0 | 0.998 |  | REIZH OOD | [5 empty] | 2006 |  |  |  | potential | N/A | [15 empty] | None |  | http://eea.government.bg/wp/publicregister
BG_new_261 | Bulgaria | Ridina | Blagoevgradska Bistritsa | Struma/Strymonas | Bistritsa | Greenfield | 42.054194,23.207527 |  |  |  | 0 | 3.4 |  | Ridina OOD | [5 empty] | 2008 |  |  |  | potential | N/A | [15 empty] | None |  | http://eea.government.bg/wp/publicregister
BG_new_262 | Bulgaria | Iliina | Iliina | Struma/Strymonas | Rilski manastir | Greenfield | 42.104769,23.339691 | RILSKI MANASTIR | Nature park | Inside | 0 | 0.8 |  | Rilska Sveta Obitel | [5 empty] | 2010 |  |  |  | potential | N/A | [15 empty] | None |  | http://eea.government.bg/wp/publicregister, https://www.devex.com/projects/tenders/small-hydro-power-plant-on-the-iliina-river-in-bulgaria/530, communication with the EBRD
BG_new_263 | Bulgaria | Koshnitsa | Arda | Arda | Koshnitsa | Greenfield | 41.558700, 24.137933 |  |  |  | 0 | 5.4 |  | RODOPI VAT EOOD | [5 empty] | 2005 |  |  |  | potential | N/A | [15 empty] | None |  | http://eea.government.bg/wp/publicregister
BG_new_264 | Bulgaria | Podvis | Cherna | Arda | Podvis | Greenfield | 41.567240,24.825052 |  |  |  | 0 | 1.4 |  | RODOPI VAT EOOD | [5 empty] | 2005 |  |  |  | potential | N/A | [15 empty] | None |  | http://eea.government.bg/wp/publicregister
BG_new_265 | Bulgaria | Sivino | Arda Tributary | Arda | Smilyan | Greenfield | 41.471342,24.707321 | Rodopi - Zapadni BG0001030 | Natura 2000 | Inside | 0 | 0.31 |  | RODOPI VAT EOOD | [5 empty] | 2005 |  |  |  | potential | N/A | [15 empty] | None |  | http://eea.government.bg/wp/publicregister
BG_new_266 | Bulgaria | Rudmetal - 3 | Kuceva | Maritsa | Pavelsko | Greenfield | 41.790805,24.745555 |  |  |  | 0 | 0.852 |  | RUDMETAL AD | [5 empty] | 2007 |  |  |  | potential | N/A | [15 empty] | None |  | http://eea.government.bg/wp/publicregister
BG_new_267 | Bulgaria | Stakevtsi | Stakevska | Ogosta i zapadno ot Ogosta | Stakevtsi | Greenfield | 43.502916,22.555194 | Zapaden Balkan BG0002002 Zapadna Stara planina i Predbalkan BG0001040 | Natura 2000 | Inside | 0 | 0.45 |  | SANTO OOD | [5 empty] | 2007 |  |  |  | potential | N/A | [15 empty] | None |  | http://eea.government.bg/wp/publicregister
BG_new_268 | Bulgaria | Khana | Chepelarska | Maritsa | Yugovo | Greenfield | 41.915972,24.810388 | Dobrostan BG0002073 Rodopi - Sredni BG0001031 | Natura 2000 | Inside | 0 | 0.9 |  | Sasho Yankov Aleksandrov, Veselin Todorov Chobanov | [5 empty] | 2004 |  |  |  | potential | N/A | [15 empty] | None |  | http://eea.government.bg/wp/publicregister
BG_new_269 | Bulgaria | Itali | Nevaliiska | Maritsa | gr.Karlovo | Greenfield | 42.644238,24.870112 | Tsentralen Balkan bufer BG0002128 Tsentralen Balkan - bufer BG0001493 | Natura 2000 | Inside | 0 | 0.304 |  | SD ITALI – TRIFONOVI I SIE | [5 empty] | 2005 |  |  |  | potential | N/A | [15 empty] | None |  | http://eea.government.bg/wp/publicregister
BG_new_270 | Bulgaria | Elenkov chark | Gradevska | Struma/Strymonas | Gradevo | Greenfield | 41.929221,23.242638 |  |  |  | 0 | 0.33 |  | SDEtikom-Nakov i sie | [5 empty] | 2008 |  |  |  | potential | N/A | [15 empty] | None |  | http://eea.government.bg/wp/publicregister
BG_new_271 | Bulgaria | Chitak dere | Chitak dere | Maritsa | Borino | Greenfield | 41.650891,24.321966 | DYAVOLSKIYA MOST I VODOPADA Trigrad - Mursalitsa BG0002113 Rodopi - Zapadni BG0001030 | Protected area | Inside | 0 | 0.5 |  | Silko Stanishev Pashamov | [5 empty] | 2004 |  |  |  | potential | N/A | [15 empty] | None |  | http://eea.government.bg/wp/publicregister
BG_new_272 | Bulgaria | Stakevtsi | Stakevska | Ogosta i zapadno ot Ogosta | Stakevtsi | Greenfield | 43.494041,22.553119 | Zapaden Balkan BG0002002 Zapadna Stara planina i Predbalkan BG0001040 | Natura 2000 | Inside | 0 | 0.222 |  | SKLADOVE, TRANSPORT I SERVIZ OOD | [5 empty] | 2006 |  |  |  | potential | N/A | [15 empty] | None |  | http://eea.government.bg/wp/publicregister
BG_new_273 | Bulgaria | Rudarka | Kashtitsa River (Rudarka) | Iskur | Kraevo | Greenfield | 42.983360,23.612222 |  |  |  | 0 | 0.186 |  | SOBEK OOD | [5 empty] | 2009 |  |  |  | potential | N/A | [15 empty] | None |  | http://eea.government.bg/wp/publicregister
BG_new_274 | Bulgaria | Arda | Arda | Arda | Smilyan | Greenfield | 41.504629,24.777409 | Rodopi - Zapadni BG0001030 | Natura 2000 | Inside | 0 | 0.8 |  | STOYANOV – ENERGOKOMERSOOD | [5 empty] | 2004 |  |  |  | potential | N/A | [15 empty] | None |  | http://eea.government.bg/wp/publicregister
BG_new_275 | Bulgaria | Dzhinovo | Malka Reka Belenska | Tundzha | selata Binkos i Gavrailovo | Greenfield | 42.610103,26.190387 |  |  |  | 0 | 0.92 |  | STROĬEKSPERTINZHERING–2005 EOOD | [5 empty] | 2008 |  |  |  | potential | N/A | [15 empty] | None |  | http://eea.government.bg/wp/publicregister
BG_new_276 | Bulgaria | Tevani 1 | Maritsa | Maritsa | Gabrovnitsa | Greenfield | 42.248916,23.919999 42.248638,23.920110 | Golak BG0000304 | Natura 2000 | Inside | 0 | 0.42 |  | TEVANI I KO EOOD | [5 empty] | 2007 |  |  |  | potential | N/A | [15 empty] | None |  | http://eea.government.bg/wp/publicregister
BG_new_277 | Bulgaria | Tevani 2 | Maritsa | Maritsa | Gabrovitsa | Greenfield | 42.268643,23.908963 | Golak BG0000304 | Natura 2000 | Inside | 0 | 0.429 |  | Tevani i ko EOOD | [5 empty] | 2007 |  |  |  | potential | N/A | [15 empty] | None |  | http://eea.government.bg/wp/publicregister
BG_new_279 | Bulgaria | Trento - 1 | Maritsa | Maritsa | Gradina i gr.Purvomaĭ | Greenfield | 42.126568,25.233471 | Maritsa - Parvomay BG0002081 Reka Maritsa BG0000578 | Natura 2000 | Inside | 0 | 3.762 |  | TRENTO-1 OOD | [5 empty] | 2009 |  |  |  | potential | N/A | [15 empty] | None |  | http://eea.government.bg/wp/publicregister
BG_new_280 | Bulgaria | Trento - 2 | Maritsa | Maritsa | selata Stalevo, Zlatna livada i Zet’ovo | Greenfield | 42.106891,25.400752 | Maritsa - Parvomay BG0002081 Reka Maritsa BG0000578 | Natura 2000 | Inside | 0 | 4.039 |  | TRENTO-2 OOD | [5 empty] | 2009 |  |  |  | potential | N/A | [15 empty] | None |  | http://eea.government.bg/wp/publicregister
BG_new_281 | Bulgaria | Trento - 3 | Maritsa | Maritsa | Nova Nadezhda | Greenfield | 42.025388,25.720582 | Zlato pole BG0002103 Reka Maritsa BG0000578 | Natura 2000 | Inside | 0 | 5.76 |  | TRENTO-3 OOD | [5 empty] | 2009 |  |  |  | potential | N/A | [15 empty] | None |  | http://eea.government.bg/wp/publicregister
BG_new_282 | Bulgaria | Trento - 4 (Simeonovgrad) | Maritsa | Maritsa | gr.Simeonovgrad | Greenfield | 42.014305,25.814444 | Reka Maritsa BG0000578 | Natura 2000 | Inside | 0 | 4.224 |  | TRENTO-4 OOD | [5 empty] | 2009 |  |  |  | potential | N/A | EUR | 17 | 17 | [12 empty] | None |  | http://eea.government.bg/wp/publicregister, http://www.marica.bg/%D0%B2%D0%B5%D1%86-%D0%B7%D0%B0-17-%D0%BC%D0%BB%D0%BD-%D0%BB%D0%B2-%D0%B2%D0%B4%D0%B8%D0%B3%D0%B0%D1%82-%D0%B2-%D1%81%D0%B8%D0%BC%D0%B5%D0%BE%D0%BD%D0%BE%D0%B2%D0%B3%D1%80%D0%B0%D0%B4-news39037.html
BG_new_283 | Bulgaria | Trento - 5 | Maritsa | Maritsa | naselenite mesta gr.Lyubimets, Rogozino, Dositeevo i Biser | Greenfield | 41.879682,26.053144 | Radinchevo BG0002020 Reka Maritsa BG0000578 | Natura 2000 | Inside | 0 | 5.76 |  | TRENTO-5 OOD | [5 empty] | 2009 |  |  |  | potential | N/A | [15 empty] | None |  | http://eea.government.bg/wp/publicregister
BG_new_284 | Bulgaria | Knyazhevo | Tundzha | Tundzha | Knyazhevo | Greenfield | 42.102986,26.511038 | Sakar BG0002021 Reka Tundzha 2 BG0000195 | Natura 2000 | Inside | 0 | 0.12 |  | TUNDZHA TUR OOD | [5 empty] | 2008 |  |  |  | potential | N/A | [15 empty] | None |  | http://eea.government.bg/wp/publicregister
BG_new_285 | Bulgaria | Popovitsa | Iskur | Iskur | Sin’o Burdo, Tsarevets, Oslen Krivodol | Greenfield | 43.035527,23.338749 |  |  |  | 0 | 3.405 |  | TURBOGEN OOD | [5 empty] | 2007 |  |  |  | potential | N/A | [15 empty] | None |  | http://eea.government.bg/wp/publicregister
BG_new_286 | Bulgaria | Mariel | Botunya | Ogosta i zapadno ot Ogosta |  | Greenfield | 43.147770,23.231166 |  |  |  | 0 | 2.615 |  | Vasko Spasov OOD | [5 empty] | 2005 |  |  |  | potential | N/A | [15 empty] | None |  | http://eea.government.bg/wp/publicregister
BG_new_287 | Bulgaria | Spas | Botunya | Ogosta i zapadno ot Ogosta |  | Greenfield | 43.147770,23.231166 | Zapaden Balkan BG0002002 Zapadna Stara planina i Predbalkan BG0001040 | Natura 2000 | Inside | 0 | 2.408 |  | Vasko Spasov OOD | [5 empty] | 2005 |  |  |  | potential | N/A | [15 empty] | None |  | http://eea.government.bg/wp/publicregister
BG_new_288 | Bulgaria | Tunela | Chepelarska | Maritsa | Bachkovo | Greenfield | 41.960055,24.861777 | Dobrostan BG0002073 Rodopi - Sredni BG0001031 | Natura 2000 | Inside | 0 | 0.2 |  | Velog OOD | [5 empty] | 2003 |  |  |  | potential | N/A | [15 empty] | None |  | http://eea.government.bg/wp/publicregister
BG_new_289 | Bulgaria | Velpel | Iskur | Iskur | Pisarovo | Greenfield | 43.417693,24.232666 | Reka Iskar BG0000613 | Natura 2000 | Inside | 0 | 2 |  | VELPEL OOD | [5 empty] | 2010 |  |  |  | potential | N/A | [15 empty] | None |  | http://eea.government.bg/wp/publicregister
BG_new_290 | Bulgaria | Bozhura | Maritsa | Maritsa | Sestrimo | Greenfield |  |  |  |  | 0 | 2.175 |  | VETS BELOVO OOD | [5 empty] | 2008 |  |  |  | potential | N/A | [15 empty] | None |  | http://eea.government.bg/wp/publicregister
BG_new_291 | Bulgaria | Svetlina 3 | Mesta/Nestos | Mesta/Nestos | Filipovo | Greenfield | 41.742166,23.678832 |  |  |  | 0 | 1.08 |  | VETS Dospat 3 OOD | [5 empty] | 2009 |  |  |  | potential | N/A | [15 empty] | None |  | http://eea.government.bg/wp/publicregister
BG_new_292 | Bulgaria | Dulgi del | Mesta/Nestos | Ogosta i zapadno ot Ogosta | Dulgi del | Greenfield | 43.253500,22.966166 |  |  |  | 0 | 0.297 |  | VETS DuLGI DEL EOOD | [5 empty] | 2012 |  |  |  | potential | N/A | [15 empty] | None |  | http://eea.government.bg/wp/publicregister
BG_new_293 | Bulgaria | Gabrovnitsa | Iskur | Iskur | Osenovlag | Greenfield | 43.015388,23.474360 | Iskarski prolom - Rzhana BG0001042 | Natura 2000 | Inside | 0 | 1.044 |  | VETS GABROVNITSA OOD | [5 empty] | 2008 |  |  |  | potential | N/A | [15 empty] | None |  | http://eea.government.bg/wp/publicregister
BG_new_294 | Bulgaria | Glozhene | Ogosta | Ogosta i zapadno ot Ogosta | Glozhene | Greenfield | 43.654527,23.795110 | Zlatiyata BG0002009 Reka Ogosta BG0000614 | Natura 2000 | Inside | 0 | 0.75 |  | VETS GLOZHENE EOOD | [5 empty] | 2012 |  |  |  | potential | N/A | [15 empty] | None |  | http://eea.government.bg/wp/publicregister
BG_new_295 | Bulgaria | K 2 | Iskur | Iskur | Karlukovo | Greenfield | 43.178249,24.052555 | Karlukovski karst BG0000332 Karlukovo BG0001014 | Natura 2000 | Inside | 0 | 2.44 |  | VETS K 2 AD | [5 empty] | 2009 |  |  |  | potential | N/A | [15 empty] | None |  | http://eea.government.bg/wp/publicregister
BG_new_296 | Bulgaria | Glava | Iskur | Iskur | Glava, Koĭnare | Greenfield | 43.387971,24.223721 | Reka Iskar BG0000613 | Natura 2000 | Inside | 0 | 2.1 |  | VETS KHADZHIDIMOVO EOOD | [5 empty] | 2007 |  |  |  | potential | N/A | [15 empty] | None |  | http://eea.government.bg/wp/publicregister
BG_new_297 | Bulgaria | Zora 1 | Iskur | Iskur | Iskur; Brenitsa | Greenfield | 43.443721,24.228388 | Reka Iskar BG0000613 | Natura 2000 | Inside | 0 | 2.88 |  | VETS KHADZHIDIMOVO EOOD | [5 empty] | 2017 |  |  |  | potential | N/A | [15 empty] | None |  | http://eea.government.bg/wp/publicregister
BG_new_298 | Bulgaria | Zora 2 | Iskur | Iskur | Brenitsa, Iskur | Greenfield | 43.488360,24.241249 | Reka Iskar BG0000613 | Natura 2000 | Inside | 0 | 2.88 |  | VETS KHADZHIDIMOVO EOOD | [5 empty] | 2007 |  |  |  | potential | N/A | [15 empty] | None |  | http://eea.government.bg/wp/publicregister
BG_new_299 | Bulgaria | Mesta-1 | Mesta | Mesta/Nestos | Obidim, Gostum, Filipovo | Greenfield |  |  |  |  | 0 | 1 |  | VETS Mesta OOD | [5 empty] | 2011 |  |  |  | potential | N/A | [15 empty] | None |  | http://eea.government.bg/wp/publicregister
BG_new_300 | Bulgaria | Mikhaĭlovo | Ogosta | Ogosta i zapadno ot Ogosta | Manastirishte | Greenfield | 43.571499,23.628027 |  |  |  | 0 | 0.72 |  | VETS MIKHAĬLOVO EOOD | [5 empty] | 2012 |  |  |  | potential | N/A | [15 empty] | None |  | http://eea.government.bg/wp/publicregister
BG_new_301 | Bulgaria | Mordzhilitsa | Golyamareka(Chuprenska) | Ogosta i zapadno ot Ogosta | Dolno Belotintsi | Greenfield | 43.466273,23.278804 |  |  |  | 0 | 0.875 |  | VETS OGOSTA OOD | [5 empty] | 2010 |  |  |  | potential | N/A | [15 empty] | None |  | http://eea.government.bg/wp/publicregister
BG_new_302 | Bulgaria | Riben | Vit | Vit | Riben | Greenfield | 43.531249,24.612722 | Reka Vit BG0000181 | Natura 2000 | Inside | 0 | 1.32 |  | VETS OOD | [5 empty] | 2007 |  |  |  | potential | N/A | [15 empty] | None |  | http://eea.government.bg/wp/publicregister
BG_new_303 | Bulgaria | Polatovo | Maritsa | Maritsa | Tsalapitsa, Govedare, gr.Stamboliĭski | Greenfield | 42.151922,24.536606 42.150660,24.537943 |  |  |  | 0 | Unclear |  | VETS POLATOVO EOOD | [5 empty] | 2007 |  |  |  | potential | N/A | [15 empty] | None |  | http://eea.government.bg/wp/publicregister
BG_new_304 | Bulgaria | Purvomaĭtsi | Yantra | Yantra | Purvomaĭtsi | Greenfield | 43.141070,25.624039 | Reka Yantra BG0000610 | Natura 2000 | Inside | 0 | 0.225 |  | VETS PuRVOMAĬTSI OOD | [5 empty] | 2011 |  |  |  | potential | N/A | [15 empty] | None |  | http://eea.government.bg/wp/publicregister
BG_new_305 | Bulgaria | Orekhovitsa 1 | Iskur | Iskur | Orekhovitsa, Stavertsi, Staroseltsi | Greenfield | 43.578638,24.334388 | Reka Iskar BG0000613 | Natura 2000 | Inside | 0 | 3 |  | VETS STAROSELTSI OOD | [5 empty] | 2007 |  |  |  | potential | N/A | [15 empty] | None |  | http://eea.government.bg/wp/publicregister
BG_new_306 | Bulgaria | Orekhovitsa 2 | Iskur | Iskur | Krushovene; Slavovitsa; Orekhovitsa | Greenfield | 43.633277,24.414694 | Reka Iskar BG0000613 | Natura 2000 | Inside | 0 | 3 |  | VETS STAROSELTSI OOD | [5 empty] | 2007 |  |  |  | potential | N/A | [15 empty] | None |  | http://eea.government.bg/wp/publicregister
BG_new_307 | Bulgaria | Staroseltsi | Iskur | Iskur | Staroseltsi, Dolni Lukovit | Greenfield | 43.549249,24.274360 | Reka Iskar BG0000613 | Natura 2000 | Inside | 0 | 2.8 |  | VETS STAROSELTSI OOD | [5 empty] | 2007 |  |  |  | potential | N/A | [15 empty] | None |  | http://eea.government.bg/wp/publicregister
BG_new_308 | Bulgaria | Svetlina 1 | Mesta/Nestos | Mesta/Nestos | Filipovo | Greenfield | 41.740083,23.685721 |  |  |  | 0 | 1.56 |  | VETS Svetlina OOD | [5 empty] | 2009 |  |  |  | potential | N/A | [15 empty] | None |  | http://eea.government.bg/wp/publicregister
BG_new_309 | Bulgaria | Svetlina 2 | Mesta/Nestos | Mesta/Nestos | Bukovo | Greenfield | 41.721943,23.694777 |  |  |  | 0 | 1.8 |  | VETS Svetlina OOD | [5 empty] | 2009 |  |  |  | potential | N/A | [15 empty] | None |  | http://eea.government.bg/wp/publicregister
BG_new_310 | Bulgaria | Vedena | Mesta/Nestos | Iskur | Zheleznitsa | Greenfield | 42.543908,23.394013 |  |  |  | 0 | 0.67 |  | VETS Vedena EOOD | [5 empty] | 2013 |  |  |  | potential | N/A | [15 empty] | None |  | http://eea.government.bg/wp/publicregister
BG_new_311 | Bulgaria | Preobrazhenie | yaz."Poletkovtsi" | Yantra | Samovodene | Greenfield | 43.114805,25.616999 | Reka Yantra BG0000610 Tarnovski visochini BG0000213 | Natura 2000 | Inside | 0 | 1.253 |  | VETS YANTRA OOD | [5 empty] | 2009 |  |  |  | potential | N/A | [15 empty] | None |  | http://eea.government.bg/wp/publicregister
BG_new_312 | Bulgaria | Zheravitsa | Zheravitsa | Osum | Cherni Osum | Greenfield | 42.799194,24.734527 | Tsentralen Balkan - bufer BG0001493 | Natura 2000 | Inside | 0 | 0.16 |  | VETS ZHERAVITSA OOD | [5 empty] | 2012 |  |  |  | potential | N/A | [15 empty] | None |  | http://eea.government.bg/wp/publicregister
BG_new_313 | Bulgaria | Dolna Mesta-1 | Mesta/Nestos | Mesta/Nestos | Khadzhidimovo | Greenfield | 41.501611,23.927193 |  |  |  | 0 | 4.368 |  | VETS-Khadzhidimovo | [5 empty] | 2009 |  |  |  | potential | N/A | [15 empty] | None |  | http://eea.government.bg/wp/publicregister
BG_new_314 | Bulgaria | Dolna Mesta-2 | Mesta/Nestos | Mesta/Nestos | Khadzhidimovo | Greenfield | 41.483193,23.969804 |  |  |  | 0 | 4.8 |  | VETS-Khadzhidimovo | [5 empty] | 2009 |  |  |  | potential | N/A | [15 empty] | None |  | http://eea.government.bg/wp/publicregister
BG_new_315 | Bulgaria | Dolna Mesta-4 | Mesta/Nestos | Mesta/Nestos | Khadzhidimovo | Greenfield | 41.467832,23.016721 |  |  |  | 0 | 4.416 |  | VETS-Khadzhidimovo | [5 empty] | 2008 |  |  |  | potential | N/A | [15 empty] | None |  | http://eea.government.bg/wp/publicregister
BG_new_316 | Bulgaria | Rumyantsevo 2 | Zlatna Panega | Iskur | Rumyantsevo | Greenfield | 43.133269, 24.149946 | Karlukovo BG0001014 | Natura 2000 | Inside | 0 | 0.1 |  | Vidiva EOOD | [5 empty] | 2013 |  |  |  | potential | N/A | [15 empty] | None |  | http://eea.government.bg/wp/publicregister
BG_new_317 | Bulgaria | Roman | Iskur | Iskur | Khubavene, Roman | Greenfield | 43.134415,23.924572 |  |  |  | 0 | 0.66 |  | VIP - GRUP OOD | [5 empty] | 2009 |  |  |  | potential | N/A | [15 empty] | None |  | http://eea.government.bg/wp/publicregister
BG_new_318 | Bulgaria | Cherna Mesta | Mesta | Mesta/Nestos | Cherna Mesta | Greenfield | 42.069152,23.727938 | Reka Mesta BG0001021 | Natura 2000 | Inside | 0 | 0.37 |  | Yambol-pres OOD | [5 empty] | 2009 |  |  |  | potential | N/A | [15 empty] | None | Appears to be different to the BEERECL financed one as the location is different. | http://eea.government.bg/wp/publicregister
BG_new_319 | Bulgaria | Pasha ark | Maritsa | Maritsa | gr. Pazardzhik | Greenfield | 42.196293,24.287307 | Ribarnitsi Zvanichevo BG0002069 Reka Maritsa BG0000578 | Natura 2000 | Inside | 0 | 0 |  | YUNI KON EOOD | [5 empty] | 2013 |  |  |  | potential | N/A | [15 empty] | None |  | http://eea.government.bg/wp/publicregister
BG_new_320 | Bulgaria | Koprivshtitsa | Topolnitsa | Maritsa | gr.Koprivshtitsa | Greenfield | 42.693169,24.347188 | Sredna gora BG0002054 Sredna gora BG0001389 | Natura 2000 | Inside | 0 | 0.4 |  | YUZINA OOD | [5 empty] | 2005 |  |  |  | potential | N/A | [15 empty] | None |  | http://eea.government.bg/wp/publicregister
BG_new_321 | Bulgaria | Oryakhovets | Malka Arda | Arda | Oryakhovets | Greenfield | 41.623102,24.969354 | Dobrostan BG0002073 Rodopi - Sredni BG0001031 | Natura 2000 | Inside | 0 | 1.134 |  | ZDRAVKOV - OOD | [5 empty] | 2005 |  |  |  | potential | N/A | [15 empty] | None |  | http://eea.government.bg/wp/publicregister
BG_new_322 | Bulgaria | Belitsa | Belishka | Mesta/Nestos | Belica | Greenfield | 41.995908,23.524849 |  |  |  | 0 | 4 |  | Tema Konsult | GP Group | Bulgaria |  | private | 3 |  |  | 2008 |  | under construction | N/A | [15 empty] | None
BG_new_323 | Bulgaria | Chetroka | Manastirska | Maritsa | Laki | Greenfield | 41.794318,24.861757 |  |  |  | 0 | Unclear |  | Laki invest | Atanas Marinski | Bulgaria |  | private | [5 empty] | potential | N/A | [15 empty] | None | The water abstraction permit has expired and the HPP is not working. It is built in an old mine
BG_new_324 | Bulgaria | Debnevo | Vidima | Yantra | Debnevo | Greenfield | 42.960500,24.852638 | Vidima BG0000618 | Natura 2000 | Inside | 0.55 | 0 |  | TOP | Marat Ospanov | Bulgaria |  | private | [5 empty] | operational<5 | 2015 | [15 empty] | None |  | https://dams.reki.bg/0071-dam/0071-dam
BG_new_325 | Bulgaria | Desilica | Desilica Perleshka | Mesta/Nestos | Bansko | Greenfield |  |  |  |  | 0 | 0.75 |  | PIRIN ELECTRICITY BUILDING | Yordan Erinin | Bulgaria |  | private | [5 empty] | potential | N/A | [15 empty] | None |  | http://registers.moew.government.bg/ovos/lot/7718
BG_new_326 | Bulgaria | Dragovishtitsa | Dragovishtitsa | Struma/Strymonas | Kustendil | Greenfield | 42.412777,22.537194 | Karshalevo BG0000294 | Natura 2000 | Inside | 0.55 | 0 |  | Kooperatsiya Paralel 2000 | natural persons | Bulgaria |  | private | [5 empty] | operational 5-10 | 2010 | [15 empty] | None |  | https://dams.reki.bg/0435-dam/0435-dam
BG_new_327 | Bulgaria | Dyakovo | Dyakovo dam Otovitsa | Struma/Strymonas | Dupnitsa | Greenfield |  |  |  |  | 0 | Unclear |  | AQUA POWER GROP | Lyuba Jivkova | Bulgaria |  | private | [5 empty] | potential | N/A | [15 empty] | None
BG_new_328 | Bulgaria | Kadievo | Vacha | Maritsa | Rodpi | Greenfield | 42.134477,24.596913 | Reka Vacha - Trakiya BG0000424 | Natura 2000 | Inside | 1.38 | 0 |  | Nat 2004 | Vasil Tasev | Bulgaria |  | private | [5 empty] | operational<5 | 2015 | EUR | 5 | 5 | [9 empty] | Bulgarian Development Bank | Invested | 4.8 | Yes |  | https://dams.reki.bg/0119-dam/0119-dam https://dariknews.bg/regioni/plovdiv/investiciq-za-5-miliona-evro-vyv-vec-kraj-kadievo-1018848 http://www.justice.government.bg/40/
BG_new_329 | Bulgaria | Khodzhovo | Pirinska Bistrica | Struma/Strymonas | Sandanski | Greenfield | 41.409019,23.410262 | Sreden Pirin - Alibotush BG0001028 | Natura 2000 | Inside | 1.5 | 0 |  | HYDROENERGY-BG | Ilian Dinkov | Bulgaria |  | private | [5 empty] | operational<5 | 2014 | [9 empty] | Raiffeisenbank (Bulgaria) | Invested | 1.5 |  |  |  | Yes |  | https://dams.reki.bg/0494-dam/0494-dam http://bg.vaptech.bg/project/8-VEc-Hodzhovo http://www.justice.government.bg/40/
BG_new_330 | Bulgaria | Kimera 1 | Ablanica | Maritsa | Velingrad | Greenfield | 41.987056,23.956275 | Rodopi - Zapadni BG0001030 | Natura 2000 | Inside | 0 | 0.34 |  | Peval | Asen Ivanov Bogdan Bogdanov | Bulgaria |  | private |  |  |  | 2005 |  | under construction | N/A | [15 empty] | Not identified |  | http://new.riewpz.org/upload/_documents/os_20120519.pdf http://www.velingrad.com/modules.php?name=News&file=article&sid=11932 https://dams.reki.bg/0126-dam/0126-dam
BG_new_331 | Bulgaria | Lenishta | Belishka | Mesta/Nestos | Belitsa | Greenfield | 41.940555,23.565000 |  |  |  | 0 | 0.5 |  | MVETS LENISHTA OOD | Anton Hristov Teodor Bobichkov | Bulgaria |  | private | [5 empty] | operational<5 | 2015 | [9 empty] | Unicredit Bulbank | Invested | 0.6 |  |  |  | Yes |  | https://dams.reki.bg/0429-dam/0429-dam http://www.justice.government.bg/40/
BG_new_332 | Bulgaria | Laki - 2 | Ygovska | Maritsa | Laki | Greenfield | 41.860939,24.826234 | Rodopi Sredin Dobrostan | Natura 2000 | Inside | 0 | 0.43 |  | Laki invest | Minstroy holding | Bulgaria |  | private | [5 empty] | unclear | N/A | [15 empty] | Not identified | Underneath an old dam part of a mine. It is constructed but has stopped operating | https://m.dnevnik.bg/http:/www.dnevnik.bg/print/arhiv_pari/2000/12/01/1487771_8_malki_vec_shte_oformiat_kaskada_luki/ http://smolyan.riosv.com/upload/_documents/-17-%D0%9E%D0%A1.pdf
BG_new_333 | Bulgaria | Malŭk Iskŭr | Malak Iskar | Iskur | Etropole | Greenfield | 42.792677,24.013495 |  |  |  | 0.54 | 0 |  | Chiva | Haralambos Ioanu Ivanka Dimitrova Dimitar Milkov |  |  | private | [5 empty] | operational 5-10 | [16 empty] | Not identified |  | https://dams.reki.bg/0170-dam/0170-dam http://registers.moew.government.bg/ovos/lot/17406 http://registers.moew.government.bg/ovos/lot/17412
BG_new_334 | Bulgaria | Mŭtnitsa | Mŭtnitsa | Mesta/Nestos | Gotce Delchev | Greenfield | 41.473036, 23.729760 | Slavyanka BG0002078 | Natura 2000 | Inside | 0.3 | 0 |  | Matnica-09 | Georgi Sandev Petar Bakalov Others | Bulgaria |  | private | [5 empty] | operational<5 | Unclear | [15 empty] | Not identified |  | https://dams.reki.bg/0432-dam/0432-dam http://webcache.googleusercontent.com/search?q=cache:CN6Vn7VUIg4J:www.wabd.bg/docs/month_acc/otchetKDavgust2016.doc+&cd=12&hl=en&ct=clnk&gl=bg&client=firefox-b - не изпуска вода http://registers.moew.government.bg/ovos/lot/11863
BG_new_335 | Bulgaria | Pavlikeni | Pavlikenska | Yantra | Pavlikeni | Greenfield |  |  |  |  | 0.78 | 0 |  | Rusgas | Plamen Parishev Milen Petkov | [8 empty] | operational<5 | 2015 |  |  | 0.46 | [12 empty] | Not identified |  | http://registers.moew.government.bg/ovos/lot/18290 http://econ.bg/%D0%9D%D0%BE%D0%B2%D0%B8%D0%BD%D0%B8/%D0%A1%D1%82%D1%80%D0%BE%D1%8F%D1%82-%D0%B5%D0%BB%D0%B5%D0%BA%D1%82%D1%80%D0%BE%D1%86%D0%B5%D0%BD%D1%82%D1%80%D0%B0%D0%BB%D0%B8-%D0%B7%D0%B0-25-5-%D0%BC%D0%B8%D0%BB%D0%B8%D0%BE%D0%BD%D0%B0-%D0%B5%D0%B2%D1%80%D0%BE-%D0%BA%D1%80%D0%B0%D0%B9-%D0%9F%D0%B0%D0%B2%D0%BB%D0%B8%D0%BA%D0%B5%D0%BD%D0%B8_l.a_i.161226_at.1.html
BG_new_336 | Bulgaria | Petrich | Strumeshnica | Struma/Strymonas | Petrich | Greenfield | 41.546805,23.760416 |  |  |  | 0.136 | 0 |  | MVEC Petrich | Ruen Bogdanov | Bulgaria |  | private | [5 empty] | operational<5 | 2015 | [15 empty] | Not identified |  | https://dams.reki.bg/0398-dam/0398-dam
BG_new_337 | Bulgaria | Pirin Vat 4 | Tufcha | Mesta/Nestos | Gotse Delchev | Greenfield | 41.649444,23.667777 |  |  |  | 0.38 | 0 |  | Pirin Vat OOD | Kiril Dobrev | Bulgaria |  | private | [5 empty] | planned | 2015 | [15 empty] | Not identified | See Toplika | https://dams.reki.bg/0217-dam/0217-dam
BG_new_338 | Bulgaria | Poroĭ | Poroĭ dam | Severnoburgaski reki | Nesebar | Existing | 42.717454, 27.625022 | Emine BG0002043 | Natura 2000 | Inside | 0.64 | 0 |  | Napoitelni sistemi EAD | State owned | Bulgaria |  | public | [5 empty] | operational>10 | 1998 | [15 empty] | N/A | State owned, underneath old dam on Hadjiyska river. Most of the time not operational | http://wikimapia.org/27193910/bg/%D0%92%D0%95%D0%A6-%D0%9F%D0%BE%D1%80%D0%BE%D0%B9
BG_new_339 | Bulgaria | Razlog Bioenerdzhi | Yzo | Mesta/Nestos | Razlog | Greenfield | 41.894344, 23.489267 |  |  |  | 0.2 | 0 |  | Razlog Bioenerdzhi | GIRE global infrastructure Retail estate fund limited | Cyprus |  | private | 2 |  |  |  |  | operational<5 | 2015 | [15 empty] | Not identified | There is a credit of 0.55 mil EUR to the Bulgarian American Credit Bank, extended after the HPP was put into operation | http://riosvbl.org/index.php?option=com_content&view=article&id=5163:uv29-2011&catid=118:-2011--&Itemid=58 http://registers.moew.government.bg/ovos/lot/2445 http://razlog.bg/images/documents/rs/rs2014/RS%2018.pdf
BG_new_340 | Bulgaria | Rosa | Levi Iskur | Iskur | Samokov | Greenfield | 42.246960, 23.514558 |  |  |  | 1.165 | 0 |  | Hydro Eco Vat | Dimiatr Lobutov | Bulgaria |  | private | [5 empty] | operational<5 | 2015 | [9 empty] | United Bulgarian Bank (UBB) | Invested | 1 |  |  |  | Yes |  | https://evromegdan.bg/627/%D0%B3%D1%80%D0%B0%D0%B6%D0%B4%D0%B0%D0%BD%D0%B8%D0%BD%D1%8A%D1%82-%D0%BC%D0%B2%D0%B5%D1%86-%D1%8A%D1%82-%D0%B8%D0%BD%D1%82%D0%B5%D1%80%D0%B5%D1%81%D1%8A%D1%82 http://forthenature.org/news/1764 http://registers.moew.government.bg/ovos/lot/5450 https://dams.reki.bg/0248-dam/0248-dam
BG_new_341 | Bulgaria | Tsarevets | Iskur | Iskur |  | Greenfield | 43.135449,23.795191 |  |  |  | 1.89 | 0 |  | Tsarevets | Rumen Ivanov Kosto Aleksiev | Bulgaria |  | private | 3 |  |  |  |  | operational<5 | 2016 | [12 empty] | Bulgarian Development Bank |  | 3.4 | Yes |  | https://dams.reki.bg/0312-dam/0312-dam http://www.justice.government.bg/40/
BG_new_342 | Bulgaria | Vodopada | dere Izvora | Maritsa | Chepelare | Existing | 41.736770,24.690699 |  |  |  | 0.11 | 0 |  | IRKOM EOOD | Rosen Bagryanov | Bulgaria |  | private | [5 empty] | unclear | 1922 | [15 empty] | N/A | There was an HPP which currently is not working | http://smolyanpress.net/?p=24958
BG_new_343 | Bulgaria | Yahinovo | Dyakovo dam Otovitsa | Struma/Strymonas | Dupnitsa | Greenfield | 42.284963,23.133216 |  |  |  | 6.9 | 0 |  | Yahinovo | central hydrolectric de Bulgarie - EDF | France |  | private | [5 empty] | operational>10 | 2007 | [15 empty] | Not identified |  | https://dariknews.bg/regioni/kiustendil/spira-vec-qhinovo-564556
BG_new_344 | Bulgaria | Zabŭrdo | Zabardska | Maritsa | Zaburdo | Greenfield | 41.808698,24.668383 | Zapadni Rodopi BG0001030 Persenk BG0002105 | Natura 2000 | Inside | 0.8 | 0 | [6 empty] | 4 |  |  |  |  | potential | N/A | [15 empty] | None |  | https://dams.reki.bg/0105-dam/0105-dam
BG_new_345 | Bulgaria | Byala reka (Razlog) | Byala | Mesta/Nestos | Razlog | Existing |  |  |  |  | 0.24 | 0 |  | Aquaforce | Valentin Lebanov | Bulgaria |  | private | 2 |  |  |  |  | operational>10 | 2004 | [15 empty] | N/A |  | http://registers.moew.government.bg/ovos/lot/12210 https://dams.reki.bg/0366-dam/0366-dam
BG_new_346 | Bulgaria | Selskata reka | Selska | Mesta/Nestos | Luki | Greenfield | 41.459833,23.709333 | Slavyanka BG0002078 Sreden Pirin - Alibotush BG0001028 | Natura 2000 | Inside | 0 | 0.07 |  | Selskata rekaOOD | Emil Mangushev Plamen Barbutev | Bulgaria |  | private |  | 2012 |  |  |  | unclear | N/A | [15 empty] | Not identified | Built but not operational | https://dams.reki.bg/0420-dam/0420-dam http://registers.moew.government.bg/ovos/lot/8803
BG_new_347 | Bulgaria | noname | Bachevska | Mesta/Nestos | Bachevo | Greenfield | 41.933749,23.436916 |  |  |  | 0 | 0.13 |  | ET Milcho Metokhliev-MM 50 | Milcho Metokhliev | Bulgaria |  | private |  | 2010 |  |  |  | unclear | N/A | [15 empty] | Not identified | Built but the water permit was cancelled | http://www.sac.government.bg/court22.nsf/d038edcf49190344c2256b7600367606/07cd32619a7f0fecc225769c0037bb78?OpenDocument
BG_new_348 | Bulgaria | noname | Rilska | Struma/Strymonas | Stob Porominovo | Greenfield |  |  |  |  | 0 | 0 |  | Napoitelni sistemi EAD | State owned | Bulgaria |  | public |  | 2013 |  |  |  | potential | N/A | [15 empty] | None |  | http://eea.government.bg/wp/publicregister
BG_new_349 | Bulgaria | noname | Osenovska | Struma/Strymonas | Dolno Osenovo | Greenfield | 41.930554,23.213888 |  |  |  | 0 | 0.2 |  | Investkontrol-99EOOD | [5 empty] | 2009 |  |  |  | potential | N/A | [15 empty] | None |  | http://eea.government.bg/wp/publicregister
BG_new_350 | Bulgaria | noname | Perivol | Mesta/Nestos | Bachevo | Greenfield |  |  |  |  | 0 | 0 |  | Kina Spirit OOD | [5 empty] | 2011 |  |  |  | potential | N/A | [15 empty] | None |  | http://eea.government.bg/wp/publicregister
BG_new_351 | Bulgaria | noname | Rakochevitsa | Struma/Strymonas | Dolno Osenovo | Greenfield | 42.721110,22.606388 |  |  |  | 0 | 0.27 |  | ET Ivan Mitev-Selekt-Yancho Mitev | [5 empty] | 2010 |  |  |  | potential | N/A | [15 empty] | None |  | http://eea.government.bg/wp/publicregister
BG_new_352 | Bulgaria | noname | Kalimanska,Bel’ovska | Struma/Strymonas | Kalimantsi | Greenfield | 41.466943,23.517527 41.467221,23.517499 | Melnishki piramidi BG0002072 Sreden Pirin - Alibotush BG0001028 | Natura 2000 | Inside | 0 | 0.33 |  | SZM OOD | [5 empty] | 2009 |  |  |  | potential | N/A | [15 empty] | None |  | http://eea.government.bg/wp/publicregister
BG_new_353 | Bulgaria | noname | Iztok | Mesta/Nestos | Banya | Greenfield |  |  |  |  | 0 | 0.35 |  | VETS Iztok OOD | [5 empty] | 2012 |  |  |  | potential | N/A | [15 empty] | None |  | http://eea.government.bg/wp/publicregister
BG_new_354 | Bulgaria | noname | Bela Mesta | Mesta/Nestos | gr.Yakoruda | Greenfield |  |  |  |  | 0 | 0.5 |  | Akva-er OOD | [5 empty] | 2013 |  |  |  | potential | N/A | [15 empty] | None | Only have these coordinates 4536378.12,8526582.77 | http://eea.government.bg/wp/publicregister
BG_new_355 | Bulgaria | noname | Bela Mesta | Mesta/Nestos | gr.Yakoruda | Greenfield | 42.084444,23.665555 |  |  |  | 0 | 0.39 |  | ET Paka-92-Purvan Stankov | [5 empty] | 2012 |  |  |  | potential | N/A | [15 empty] | None |  | http://eea.government.bg/wp/publicregister
BG_new_356 | Bulgaria | noname | Klinetsa | Mesta/Nestos | Dobursko | Greenfield | 41.002500,22.654444 |  |  |  | 0 | 0.45 |  | ET Manya-Diana Vulkova | [5 empty] | 2010 |  |  |  | potential | N/A | [15 empty] | None |  | http://eea.government.bg/wp/publicregister
BG_new_357 | Bulgaria | noname | Kameshnitsa | Struma/Strymonas | Kamena | Greenfield | 41.343027,23.076360 | Belasica | nature park | Inside | 0 | 0.45 |  | Eko bel OOD | [5 empty] | 2012 |  |  |  | potential | N/A | [15 empty] | None |  | http://eea.government.bg/wp/publicregister
BG_new_358 | Bulgaria | noname | Gradevska | Struma/Strymonas | Gradevo | Greenfield | 41.912230,23.188480 |  |  |  | 0 | 0.47 |  | Enerdzhi invest BG OOD | [5 empty] | 2013 |  |  |  | potential | N/A | [15 empty] | None |  | http://eea.government.bg/wp/publicregister
BG_new_359 | Bulgaria | noname | SandanskaBistritsa | Struma/Strymonas | Lilyanovo | Greenfield | 41.667943,23.385666 |  |  |  | 0 | 0.49 |  | ET Vinel-Dimitur Stoyanav | [5 empty] | 2011 |  |  |  | potential | N/A | [15 empty] | None |  | http://eea.government.bg/wp/publicregister
BG_new_360 | Bulgaria | noname | Sugarevska | Struma/Strymonas | Sugarevo | Greenfield | 41.591110,23.576110 | Pirin bufer BG0002126 Sreden Pirin - Alibotush BG0001028 | Natura 2000 | Inside | 0 | 0.5 |  | Laz-yu-eksport-import OOD | [5 empty] | 2010 |  |  |  | potential | N/A | [15 empty] | None |  | http://eea.government.bg/wp/publicregister
BG_new_361 | Bulgaria | noname | Bistritsa | Struma/Strymonas | Bistritsa | Greenfield |  |  |  |  | 0 | 0.52 |  | Monolit·sroĭ-Chorbadzhiĭski,Baĭkushev OOD | [5 empty] | 2009 |  |  |  | potential | N/A | [15 empty] | None |  | http://eea.government.bg/wp/publicregister
BG_new_362 | Bulgaria | noname | Oshtavska | Struma/Strymonas | Oshtava | Greenfield | 41.804444,23.238610 | Pirin bufer BG0002126 Kresna - Ilindentsi BG0000366 | Natura 2000 | Inside | 0 | 0.55 |  | Temida-2005 OOD | [5 empty] | 2009 |  |  |  | potential | N/A | [15 empty] | None |  | http://eea.government.bg/wp/publicregister
BG_new_363 | Bulgaria | noname | Sugarevska | Struma/Strymonas | Sugarevo | Greenfield | 41.572316,23.436744 | Sreden Pirin - Alibotush BG0001028 | Natura 2000 | Inside | 0 | 0.55 |  | Belvi OOD | [5 empty] | 2009 |  |  |  | potential | N/A | [15 empty] | None |  | http://eea.government.bg/wp/publicregister
BG_new_364 | Bulgaria | noname | DinkovdolVapata | Mesta/Nestos | Belitsa | Greenfield | 42.417293,23.509805 42.401116,23.516444 |  |  |  | 0 | 0.575 |  | Ireks EOOD | [5 empty] | 2013 |  |  |  | potential | N/A | [15 empty] | None |  | http://eea.government.bg/wp/publicregister
BG_new_365 | Bulgaria | noname | Musomishka | Mesta/Nestos | Musomishte | Greenfield |  | Sreden Pirin - Alibotush BG0001028 | Natura 2000 | Inside | 0 | 0.58 |  | Nik enerdzhi-87 EOOD | [5 empty] | 2009 |  |  |  | under construction | N/A | [15 empty] | Not identified | Built but not operational | http://www.reki.bg/2016/12/blog-post_42.html
BG_new_366 | Bulgaria | noname | Bistritsa | Struma/Strymonas | Bistritsa | Greenfield |  |  |  |  | 0 | 0.62 |  | Monolit·sroĭ-Chorbadzhiĭski,Baĭkushev OOD | [5 empty] | 2009 |  |  |  | potential | N/A | [15 empty] | None |  | http://eea.government.bg/wp/publicregister
BG_new_367 | Bulgaria | noname | Sugarevska | Cherna | Pirin | Greenfield | 41.584166,23.585277 |  |  |  | 0 | 0.62 |  | ETAtanas Babaleev | [5 empty] | 2010 |  |  |  | potential | N/A | [15 empty] | None |  | http://eea.government.bg/wp/publicregister
BG_new_368 | Bulgaria | noname | Usoeto | Mesta/Nestos | Dobursko | Greenfield | 41.020832,22.663888 |  |  |  | 0 | 0.652 |  | ET Manya-Diana Vulkova | [5 empty] | 2010 |  |  |  | potential | N/A | [15 empty] | None |  | http://eea.government.bg/wp/publicregister
BG_new_369 | Bulgaria | noname | Mesta | Mesta/Nestos | Gorno Kraishte | Greenfield | 41.913380,23.583291 | Reka Mesta BG0001021 | Natura 2000 | Inside | 0 | 0.7 |  | Yambol-pres OOD | [5 empty] | 2008 |  |  |  | potential | N/A | [15 empty] | None |  | http://eea.government.bg/wp/publicregister
BG_new_370 | Bulgaria | noname | Asanishka | Struma/Strymonas | Pirin | Greenfield | 41.641944,23.570832 | Kresna BG0002003 Kresna - Ilindentsi BG0000366 | Natura 2000 | Inside | 0 | 0.7 |  | SZM OOD | [5 empty] | 2010 |  |  |  | potential | N/A | [15 empty] | None |  | http://eea.government.bg/wp/publicregister
BG_new_371 | Bulgaria | noname | Mesta | Mesta/Nestos | Musomishte | Greenfield | 41.546971,23.759166 |  |  |  | 0 | 0.72 |  | Pirin vat OOD | [5 empty] | 2009 |  |  |  | potential | N/A | [15 empty] | None |  | http://eea.government.bg/wp/publicregister
BG_new_372 | Bulgaria | noname | Biala reka | Struma/Strymonas | Pirin | Greenfield |  | Pirin buffer BG0002126 Sreden Pirin - Alibotush BG0001028 | Natura 2000 | Inside | 0 | 0.72 |  | Frosi OOD | [5 empty] | 2011 |  |  |  | potential | N/A | [15 empty] | None |  | http://eea.government.bg/wp/publicregister
BG_new_373 | Bulgaria | noname | Yugovska | Maritsa | Yugovo | Greenfield | 41.905111,24.799944 |  |  |  | 0 | 0.72 |  | DONIKA OOD | [5 empty] | 2004 |  |  |  | potential | N/A | [15 empty] | None |  | http://eea.government.bg/wp/publicregister
BG_new_374 | Bulgaria | noname | Mesta | Mesta/Nestos | Filipovo Kremen | Greenfield | 41.758555,23.675971 |  |  |  | 0 | 0.83 |  | MVETS Filipovo OOD | [5 empty] | 2012 |  |  |  | potential | N/A | [15 empty] | None |  | http://eea.government.bg/wp/publicregister
BG_new_375 | Bulgaria | noname | Blagoevgradska Bistritsa | Struma/Strymonas | Bistritsa | Greenfield |  |  |  |  | 0 | 0.9 |  | Khidro 2009 EOOD | [5 empty] | 2012 |  |  |  | potential | N/A | [15 empty] | None |  | http://eea.government.bg/wp/publicregister
BG_new_376 | Bulgaria | noname | Struma | Struma/Strymonas | Ruzhdavitsa | Greenfield | 42.368110,22.719138 |  |  |  | 0 | 0.9 |  | Neoenergiya EOOD | [5 empty] | 2012 |  |  |  | potential | N/A | [15 empty] | None |  | http://eea.government.bg/wp/publicregister
BG_new_377 | Bulgaria | noname | Eleshnitsa | Struma/Strymonas | Sazhdenik | Greenfield | 42.147777,22.536944 |  |  |  | 0 | 0.9 |  | ET Petur Makendzhiev-Makena | [5 empty] | 2009 |  |  |  | potential | N/A | [15 empty] | None |  | http://eea.government.bg/wp/publicregister
BG_new_378 | Bulgaria | noname | Eleshnitsa | Struma/Strymonas | Sazhdenik | Greenfield | 42.147777,22.536944 | Osogovo BG0002079 Osogovska planina BG0001011 | Natura 2000 | Inside | 0 | 0.9 |  | Makena eko enerdzhi EOOD | [5 empty] | 2012 |  |  |  | potential | N/A | [15 empty] | None |  | http://eea.government.bg/wp/publicregister
BG_new_379 | Bulgaria | noname | Nevrazumska | Struma/Strymonas | Stara Kresna | Greenfield |  |  |  |  | 0 | 1.5 |  | Vi keĭ uotur enerdzhi EOOD | [5 empty] | 2013 |  |  |  | potential | N/A | [15 empty] | None |  | http://eea.government.bg/wp/publicregister
BG_new_380 | Bulgaria | noname | Mochurishte | Struma/Strymonas | Stara Kresna | Greenfield |  |  |  |  | 0 | 1.5 |  | Vi keĭ uotur enerdzhi EOOD | [5 empty] | 2013 |  |  |  | potential | N/A | [15 empty] | None |  | http://eea.government.bg/wp/publicregister
BG_new_381 | Bulgaria | noname | Oshtavska | Struma/Strymonas | Oshtava | Greenfield | 41.786385,23.218677 |  |  |  | 0 | 1.63 |  | Elektro invest BG EOOD | [5 empty] | 2013 |  |  |  | potential | N/A | [15 empty] | None |  | http://eea.government.bg/wp/publicregister
BG_new_382 | Bulgaria | noname | Pirinska Bistrica | Struma/Strymonas | Pirin | Greenfield | 41.623027,23.504916 |  |  |  | 0 | 1.95 |  | Luki energiya AD | [5 empty] | 2009 |  |  |  | potential | N/A | [15 empty] | None |  | http://eea.government.bg/wp/publicregister
BG_new_383 | Bulgaria | noname | Pirinska Bistrica | Struma/Strymonas | Katuntsi | Greenfield | 41.458208,23.442608 |  |  |  | 0 | 2.14 |  | Khidroenerdzhi-BG OOD | [5 empty] | 2008 |  |  |  | potential | N/A | [15 empty] | None |  | http://eea.government.bg/wp/publicregister
HR/BA_HP_542 | Croatia | Samac | Sava | Danube | Samac | Greenfield |  | Sava | N2000 | Inside | 0 | 44 |  | None yet | None yet | [8 empty] | potential | N/A | [15 empty] | None | This was identified as a potential in a 1999 study but there is no clear evidence that anyone is taking it forward. | https://bib.irb.hr/datoteka/61621.StudijaMogunosti99HE2.doc
HR/SI_HP_511 | Croatia | Mursko Sredisce | Mura | Danube | Mura | Greenfield |  | Mura-Drava-Danube/Mura | Transboundary Biosphere Reserve/N2000 | Inside | 0 | 21.2 |  | None yet | None yet | [8 empty] | potential | N/A | [15 empty] | None | Hydro plants on the Mura were mentioned in 2012 by HEP as a potential but nothing seems to have been done since then. | http://www.vecernji.hr/sjeverozapadna-hrvatska/hep-za-smanjenje-podrucja-u-ekoloskoj-mrezi-natura-2000-430504 https://bib.irb.hr/datoteka/61621.StudijaMogunosti99HE2.doc
HR/SI_HP_512 | Croatia | Podturen | Mura | Danube | Mura | Greenfield |  | Mura-Drava-Danube/Mura | Transboundary Biosphere Reserve/N2000 | Inside | 0 | 25.6 |  | None yet | None yet | [8 empty] | potential | N/A | [15 empty] | None | Hydro plants on the Mura were mentioned in 2012 by HEP as a potential but nothing seems to have been done since then. | http://www.vecernji.hr/sjeverozapadna-hrvatska/hep-za-smanjenje-podrucja-u-ekoloskoj-mrezi-natura-2000-430504 https://bib.irb.hr/datoteka/61621.StudijaMogunosti99HE2.doc
HR/SI_HP_520 | Croatia | Kupari | Kupa | Danube | Cabar | Greenfield |  | Kupa | N2000 | Inside | 0 | 18.6 |  | None yet | None yet | [8 empty] | potential | N/A | [15 empty] | None | HPPs on Kupa are not very likely since it is a border area with Slovenia, and as well as the river being protected under Natura 2000, Slovenia has a Krajinski park protected area along much of the area. | https://bib.irb.hr/datoteka/61621.StudijaMogunosti99HE2.doc
HR/SI_HP_521 | Croatia | Kocicin | Kupa | Danube | Brod na Kupi | Greenfield |  | Kupa | N2000 | Inside | 0 | 9.3 |  | None yet | None yet | [8 empty] | potential | N/A | [15 empty] | None | HPPs on Kupa are not very likely since it is a border area with Slovenia, and as well as the river being protected under Natura 2000, Slovenia has a Krajinski park protected area along much of the area. | https://bib.irb.hr/datoteka/61621.StudijaMogunosti99HE2.doc
HR/SI_HP_522 | Croatia | Dol | Kupa | Danube | Brod na Kupi | Greenfield |  | Kupa | N2000 | Inside | 0 | 37 |  | None yet | None yet | [8 empty] | potential | N/A | [15 empty] | None | HPPs on Kupa are not very likely since it is a border area with Slovenia, and as well as the river being protected under Natura 2000, Slovenia has a Krajinski park protected area along much of the area. | https://bib.irb.hr/datoteka/61621.StudijaMogunosti99HE2.doc
HR/SI_HP_523 | Croatia | Severin | Kupa | Danube | Severin | Greenfield |  | Kupa | N2000 | Inside | 0 | 24 |  | None yet | None yet | [8 empty] | potential | N/A | [15 empty] | None | HPPs on Kupa are not very likely since it is a border area with Slovenia, and as well as the river being protected under Natura 2000, Slovenia has a Krajinski park protected area along much of the area. | https://bib.irb.hr/datoteka/61621.StudijaMogunosti99HE2.doc
HR/SI_HP_524 | Croatia | Prilisce | Kupa | Danube | Severin | Greenfield |  | Kupa | N2000 | Inside | 0 | 18 |  | None yet | None yet | [8 empty] | potential | N/A | [15 empty] | None | HPPs on Kupa are not very likely since it is a border area with Slovenia, and as well as the river being protected under Natura 2000, Slovenia has a Krajinski park protected area along much of the area. | https://bib.irb.hr/datoteka/61621.StudijaMogunosti99HE2.doc
HR/SI_HP_525 | Croatia | Stankovci | Kupa | Danube | Netretic | Greenfield |  | Kupa | N2000 | Inside | 0 | 21.2 |  | None yet | None yet | [8 empty] | potential | N/A | [15 empty] | None | HPPs on Kupa are not very likely since it is a border area with Slovenia, and as well as the river being protected under Natura 2000, Slovenia has a Krajinski park protected area along much of the area. | https://bib.irb.hr/datoteka/61621.StudijaMogunosti99HE2.doc
HR/SI_HP_526 | Croatia | Otok | Kupa | Danube | Ozalj | Greenfield |  | Kupa | N2000 | Inside | 0 | 9.9 |  | None yet | None yet | [8 empty] | potential | N/A | [15 empty] | None | HPPs on Kupa are not very likely since it is a border area with Slovenia, and as well as the river being protected under Natura 2000, Slovenia has a Krajinski park protected area along much of the area. | https://bib.irb.hr/datoteka/61621.StudijaMogunosti99HE2.doc
HR/SI_HP_527 | Croatia | Bozakovo | Kupa | Danube | Ozalj | Greenfield |  | Kupa | N2000 | Inside | 0 | 5.4 |  | None yet | None yet | [8 empty] | potential | N/A | [15 empty] | None | HPPs on Kupa are not very likely since it is a border area with Slovenia, and as well as the river being protected under Natura 2000, Slovenia has a Krajinski park protected area along much of the area. | https://bib.irb.hr/datoteka/61621.StudijaMogunosti99HE2.doc
HR_HP_385 | Croatia | Lesce | Dobra | Danube | Lesce | Greenfield |  |  |  |  | 42 | 0 |  | Hrvatska Elektroprivreda (HEP) | Hrvatska Elektroprivreda (HEP) |  |  | public | [5 empty] | operational 5-10 | 2010 | [15 empty] | Not identified | Part of a EUR 200 million loan was used for this project but HEP does not state in its annual reports where the loan came from. Highly controversial project - Bern Convention mission advised against building it, but HEP went ahead. | http://www.hep.hr/proizvodnja/osnovni/hidroelektrane/zapad/lesce.aspx, http://www.hep.hr/UserDocsImages//dokumenti/Godisnje_izvjesce//2006godisnje.pdf
HR_HP_386 | Croatia | Podsused (Zapresic - Zagreb na Savi) | Sava | Danube | Zagreb | Greenfield |  | Sutla, Potok Bregana, Potok Dolje | N2000 | Outside | 0 | 46 |  | Program Sava d.o.o. (owned by HEP) | None yet |  |  | public-private |  |  |  |  | None yet | planned | N/A | [15 empty] | None | Info about protected areas from http://zagrebnasavi.hr/wp-content/uploads/2014/11/Program-Sava-Final-Report-submitted-25-Sept-2014.pdf. Planirani zahvat nalazi se unutar podrucja ekoloske mreze, vaznog podrucja za divlje svojte i stanisne tipove HR2001032 Sava - kod Zapresica, HR2001033 Savrscak - sljuncare, HR2001121 Sava - Podsused, HR200116 Sava i medunarodno vaznog podrucja za ptice HR100007 Hrvatsko zagorje. http://www.zastita-prirode.hr/content/download/1419/14501/file/Zahvat%20izgradnje%20HE%20Podsused%20na%20prostoru%20Zagreba%C4%8Dke%20%C5%BEupanije%20i%20Grada%20Zagreba.pdf. Under the Zagreb na Savi project what was formerly known as HE Podsusjed is now VHS Zapresic. The project development company Program Sava d.o.o. was originally called HEP razvoj višenamjenskih nekretninskih projekata d.o.o. but changed its name in April 2014. http://zagrebnasavi.hr/tvrtka-voditelj-programa-promijenila-ime-u-program-sava-d-o-o/ The EBRD was named as a potential financier in project documentation but confirmed to Bankwatch in an e-mail dated 17.06.2016 that it is not planning to finance the Zagreb na Savi project. | http://zagrebnasavi.hr/item/vhs-zapresic/ http://www.mingo.hr/page/pocinje-izrada-studije-izvedivosti-projekta-zagreba-na-savi http://www.wbif.eu/ipa_projects/1844 http://zagrebnasavi.hr/wp-content/uploads/2014/11/Program-Sava-Final-Report-submitted-25-Sept-2014.pdf and http://www.zastita-prirode.hr/content/download/1419/14501/file/Zahvat%20izgradnje%20HE%20Podsused%20na%20prostoru%20Zagreba%C4%8Dke%20%C5%BEupanije%20i%20Grada%20Zagreba.pdf.
HR | Croatia | Jarun (Zagreb na Savi) | Sava | Danube | Zagreb | Greenfield |  |  |  |  | 0 | 9.31 |  | Program Sava d.o.o. | None yet |  |  | public-private |  |  |  |  | None yet | planned | N/A | [15 empty] | None | The project development company Program Sava d.o.o. was originally called HEP razvoj višenamjenskih nekretninskih projekata d.o.o. but changed its name in April 2014. http://zagrebnasavi.hr/tvrtka-voditelj-programa-promijenila-ime-u-program-sava-d-o-o/ The EBRD was named as a potential financier in project documentation but confirmed to Bankwatch in an e-mail dated 17.06.2016 that it is not planning to finance the Zagreb na Savi project. | http://zagrebnasavi.hr/
HR | Croatia | Sanci (Zagreb na Savi) | Sava | Danube | Zagreb | Greenfield |  |  |  |  | 0 | 9.31 |  | Program Sava d.o.o. (owned by HEP) | None yet |  |  | public-private |  |  |  |  | None yet | planned | N/A | [15 empty] | None | The project development company Program Sava d.o.o. was originally called HEP razvoj višenamjenskih nekretninskih projekata d.o.o. but changed its name in April 2014. http://zagrebnasavi.hr/tvrtka-voditelj-programa-promijenila-ime-u-program-sava-d-o-o/ The EBRD was named as a potential financier in project documentation but confirmed to Bankwatch in an e-mail dated 17.06.2016 that it is not planning to finance the Zagreb na Savi project. | http://zagrebnasavi.hr/
HR | Croatia | Petrusevec (Zagreb na Savi) | Sava | Danube | Zagreb | Greenfield |  |  |  |  | 0 | 9.31 |  | Program Sava d.o.o. (owned by HEP) | None yet |  |  | public-private | [5 empty] | planned | N/A | [15 empty] | None | The project development company Program Sava d.o.o. was originally called HEP razvoj višenamjenskih nekretninskih projekata d.o.o. but changed its name in April 2014. http://zagrebnasavi.hr/tvrtka-voditelj-programa-promijenila-ime-u-program-sava-d-o-o/ The EBRD was named as a potential financier in project documentation but confirmed to Bankwatch in an e-mail dated 17.06.2016 that it is not planning to finance the Zagreb na Savi project. | http://zagrebnasavi.hr/
HR | Croatia | Ivanja Reka (Zagreb na Savi) | Sava | Danube | Zagreb | Greenfield |  |  |  |  | 0 | 9.31 |  | Program Sava d.o.o. (owned by HEP) | None yet |  |  | public-private | [5 empty] | planned | N/A | [15 empty] | None | The project development company Program Sava d.o.o. was originally called HEP razvoj višenamjenskih nekretninskih projekata d.o.o. but changed its name in April 2014. http://zagrebnasavi.hr/tvrtka-voditelj-programa-promijenila-ime-u-program-sava-d-o-o/ The EBRD was named as a potential financier in project documentation but confirmed to Bankwatch in an e-mail dated 17.06.2016 that it is not planning to finance the Zagreb na Savi project. | http://zagrebnasavi.hr/
HR_HP_387 | Croatia | Drenje (Zagreb na Savi) | Sava | Danube | Zagreb | Greenfield |  | Sava | N2000/National Ecological Network | Inside | 0 | 22 |  | Program Sava d.o.o. (owned by HEP) | None yet |  |  | public-private | [5 empty] | planned | N/A | [15 empty] | None | Present in one version of the Zagreb na Savi proposal, but not the one considered most likely: http://zagrebnasavi.hr/wp-content/uploads/2014/11/Program-Sava-Final-Report-submitted-25-Sept-2014.pdf Nature protection details: Planirani zahvat nalazi se unutar podrucja ekoloske mreze, vaznog podrucja za divlje svojte i stanisne tipove HR200116 Sava. Planirani zahvat nalazi se u neposrednoj blizini podrucja ekoloske mreze, vaznog podrucja za divlje svojte i stanisne tipove HR2000413 Savica te medunarodno vaznog podrucja za ptice HR1000002 Sava kod Hruscice (s okolnim sljuncarama) i HR1000003 Turopolje. U blizini planiranog zahvata nalaze se i sljedeca podrucja ekoloske mreze, vazna za divlje svojte i stanisne tipove: HR2000414 Izvorisno podrucje Odre, HR2000631 Odra, HR2000415 Odransko polje, HR2000531 Novo Cice i HR2001031 Odra kod Jagodna. http://www.zastita-prirode.hr/content/download/1413/14477/file/Zahvat%20izgradnje%20HE%20Drenje%20na%20prostoru%20Zagreba%C4%8Dke%20%C5%BEupanije%20i%20Grada%20Zagreba.pdf. Outside N2000 but inside Ecological Network? | http://zagrebnasavi.hr/wp-content/uploads/2014/11/Program-Sava-Final-Report-submitted-25-Sept-2014.pdf http://www.zastita-prirode.hr/content/download/1413/14477/file/Zahvat%20izgradnje%20HE%20Drenje%20na%20prostoru%20Zagreba%C4%8Dke%20%C5%BEupanije%20i%20Grada%20Zagreba.pdf.
HR_HP_388 | Croatia | Krcic (Donji) | Krcic | Adriatic | Knin | Greenfield |  | Krcic | N2000 | Inside | 0.375 | 7.7 |  | Hrvatska Elektroprivreda (HEP) | None yet |  |  | public | [5 empty] | planned | N/A | [15 empty] | None | A very small one already exists here since 1988 but HEP wants to extend it http://www.mzoip.hr/doc/elaborat_zastite_okolisa_14.pdf. No obvious activity since 2014 | https://www.facebook.com/krcicjenas?fref=ts
HR | Croatia | Krcic/1-6/Gornji/ | Krcic | Adriatic | Krcic | Greenfield |  | Krcic | N2000 | Inside | 0 | 7.3/1.3 |  | Hidro Krcic d.o.o. | not identified |  |  | private | [5 empty] | planned | N/A | [15 empty] | None | Information about need for EIA published at end April 2015. In a previous version of the Register of Renewable Energy, http://dalje.com/slike/dokumenti_3/g2010/m09/x31244589097872011.xls 6 plants were registered in 2009 by Agroturisticka Zadruga Knin but it appears that the licences expired as they are not in the current register. For Krcic 4, a request for a decision on the need for an EIA was rejected in 2017 as it was incomplete and the concessionaire did not make amendments in the given time. | http://www.mzoip.hr/doc/05052015_-_informacija_o_zahtjevu_za_ocjenu_o_potrebi_procjene_utjecaja_na_okolis.pdf https://www.facebook.com/krcicjenas?fref=ts, http://mzoip.hr/doc/02102017_-_rjesenje_ministarstva_od_27_rujna_2017_godine.pdf
HR_HP_389 | Croatia | Ombla | Ombla | Adriatic | Komolac, Dubrovnik | Greenfield |  | Vilina Cave – Ombla Spring | N2000 | Inside | 0 | 68.5 |  | Hrvatska Elektroprivreda (HEP) | Hrvatska Elektroprivreda (HEP) |  |  | public | [5 empty] | planned | N/A |  |  |  |  | HR-MDB | European Bank for Reconstruction and Development (EBRD) | Cancelled | credit | 123 | [6 empty] | Yes | A EUR 123 million EBRD loan that had been conditional on carrying out additional research on biodiversity impacts was cancelled May 2013. HEP has not announced cancellation of the project but removed it from its webpage section on investment projects. The nature impact assessment has been rejected, making it very unlikely to go ahead. | http://bankwatch.org/our-work/projects/ombla-hydropower-plant http://zelena-akcija.hr/en/programmes/natural_resources/campaign_against_ombla_hydroelectric_power_plant http://www.ebrd.com/work-with-us/projects/psd/ombla-hpp.html
HR_HP_390 | Croatia | Kosinj | Lika |  | Kosinj | Greenfield |  | Licka Krska Polje, Licko Polje | N2000 | Inside | 0 | 46.8 |  | Hrvatska Elektroprivreda (HEP) | None yet | [8 empty] | offered for investment | N/A | EUR | 200 | 200 | [12 empty] | None | Would require resettlement. In August 2014 HEP issued a call for expressions of interest for a DBOT concession with the deadline in December 2014. The results were never published. In 2017 an environmental impact assessment process was started. At the public hearing it was confirmed that no financing had been found yet. | http://www.jutarnji.hr/novcem-od-dionica-hep-ce-graditi-he-kosinj-i-omblu/1296557/ http://puo.mzoip.hr/UserDocsImages/Zahtjev_05_02_2013_4.pdf, http://www.hep.hr/hep/novosti/dokumenti/HES%20Kosinj%20Poziv%20ENG_HR.pdf http://www.energetika-net.com/u-fokusu/res-publica/svi-hep-ovi-hidroenergetski-projekti-ulovljeni-su-u-mrezu-natura-2000-16912
HR_HP_391 | Croatia | Gojak | Dobra/Zagorska Mreznica | Danube |  | Existing | [7 empty] | Hrvatska Elektroprivreda (HEP) | Hrvatska Elektroprivreda (HEP) | [8 empty] | operational>10 | 1959 | [15 empty] | N/A |  | http://www.hep.hr/proizvodnja/osnovni/hidroelektrane/zapad/gojak.aspx
HR_HP_468 | Croatia | Jaruga 1 | Krka | Adriatic | National Park | Existing |  | Krka | National Park | Inside | 3.6 |  |  | Hrvatska Elektroprivreda (HEP) | Hrvatska Elektroprivreda (HEP) | [8 empty] | operational>10 | 1895 | [15 empty] | N/A |  | http://www.hep.hr/proizvodnja/osnovni/hidroelektrane/jug/nakrki.aspx
HR_HP_469 | Croatia | Jaruga 2 | Krka | Adriatic | National Park | Existing |  | Krka | National Park | Inside | 3.6 |  |  | Hrvatska Elektroprivreda (HEP) | Hrvatska Elektroprivreda (HEP) | [8 empty] | operational>10 | 1904 | [15 empty] | N/A |  | http://www.hep.hr/proizvodnja/osnovni/hidroelektrane/jug/nakrki.aspx
HR_HP_470 | Croatia | Miljacka | Krka | Adriatic | National Park | Existing |  | Krka | National Park | Inside | 24 |  |  | Hrvatska Elektroprivreda (HEP) | Hrvatska Elektroprivreda (HEP) | [8 empty] | operational>10 | 1906 | [15 empty] | N/A |  | http://www.hep.hr/proizvodnja/osnovni/hidroelektrane/jug/nakrki.aspx
HR_HP_471 | Croatia | Ozalj | Kupa | Danube | Ozalj | Existing |  |  |  |  | 3.3 |  |  | Hrvatska Elektroprivreda (HEP) | Hrvatska Elektroprivreda (HEP) | [8 empty] | operational>10 | 1908 | [15 empty] | N/A |  | http://www.hep.hr/proizvodnja/osnovni/hidroelektrane/zapad/ozalj.aspx http://www.hkig.hr/izdvojeno/Program-iskoristenja-slobodnog-hidropotencijala-u-Republici-Hrvatskoj/8/1 2012
HR_HP_472 | Croatia | Kraljevac 1 | Cetina | Adriatic | Zadvarja | Existing |  |  |  |  | 20.8 |  |  | not identified | not identified | [8 empty] | operational>10 | 1932 | [15 empty] | N/A |  | http://www.hep.hr/proizvodnja/osnovni/hidroelektrane/jug/kraljevac.aspx
HR_HP_473 | Croatia | Zeleni Vir, Curak | Curak | Danube | Skrad | Existing |  | Kupa | N2000 | Inside | 1.7 |  |  | not identified | not identified | [8 empty] | operational>10 | 1921 | [15 empty] | N/A |  | http://www.hep.hr/proizvodnja/osnovni/hidroelektrane/zapad/vinodol.aspx
HR | Croatia | Curak 1 | Curak | Danube | Kupa, Skrad | Greenfield |  | Gorski kotar i sjeverna Lika, touching Vražji prolaz i Zeleni vir | N2000 | Inside | 0 | 0.3 | 1200 | Male HE Zeleni Vir d.o.o. | not identified | [8 empty] | under construction | N/A | [15 empty] | Not identified | Stopped EIA procedure http://www.mzoip.hr/doc/29122014_rjesenje_ministarstva_od_23_prosinca_2014_1.pdf but then seems to have been started again and approved. | http://www.mzoip.hr/doc/elaborat_zastite_okolisa_196.pdf Stopping EIA procedure http://www.mzoip.hr/doc/29122014_rjesenje_ministarstva_od_23_prosinca_2014_1.pdf, http://novilist.hr/Vijesti/Regija/node_1588/EKOCID-U-GORSKOM-KOTARU-Zbog-samo-500-kW-struje-unistili-carobnu-rijeku-kod-Zelenog-vira?meta_refresh=true, http://www.novilist.hr/Vijesti/Hrvatska/Male-hidroelektrane-za-velike-strahove-Odluka-o-gradnji-centrala-kod-Zelenog-Vira-otvorila-niz-pitanja, http://mzoip.hr/doc/elaborat_zastite_okolisa_357.pdf, https://oie-aplikacije.mzoe.hr/pregledi/
HR | Croatia | Curak 2 | Curak | Danube | Kupa, Skrad | Greenfield |  | Gorski kotar i sjeverna Lika, touching Vražji prolaz i Zeleni vir | N2000 | Inside | 0 | 0.5 | 1500 | Male HE Zeleni Vir d.o.o. | not identified | [8 empty] | under construction | N/A | [15 empty] | Not identified | Stopped EIA procedure http://www.mzoip.hr/doc/29122014_rjesenje_ministarstva_od_23_prosinca_2014_1.pdf but then seems to have been started again and approved. | http://www.mzoip.hr/doc/elaborat_zastite_okolisa_196.pdf Stopping EIA procedure http://www.mzoip.hr/doc/29122014_rjesenje_ministarstva_od_23_prosinca_2014_1.pdf, http://novilist.hr/Vijesti/Regija/node_1588/EKOCID-U-GORSKOM-KOTARU-Zbog-samo-500-kW-struje-unistili-carobnu-rijeku-kod-Zelenog-vira?meta_refresh=true, http://www.novilist.hr/Vijesti/Hrvatska/Male-hidroelektrane-za-velike-strahove-Odluka-o-gradnji-centrala-kod-Zelenog-Vira-otvorila-niz-pitanja, http://mzoip.hr/doc/elaborat_zastite_okolisa_357.pdf, https://oie-aplikacije.mzoe.hr/pregledi/
HR_HP_474 | Croatia | Kraljevac 2 | Cetina | Adriatic | Zadvarja | Existing |  |  |  |  | 20.8 | 0 |  | Hrvatska Elektroprivreda (HEP) | Hrvatska Elektroprivreda (HEP) | [8 empty] | operational>10 | 1932 | [15 empty] | N/A | This is not physically separate from Kraljevac 1, just the second turbine built later | http://www.hro-cigre.hr/CMS/content/1/37/prezentacija%20HE%20Kraljevac%20100%20godina%20hrvatski.pdf
HR_HP_475 | Croatia | Vinodol | Lokvarka/Licanka |  | Tribalj | Existing |  |  |  |  | 90 | 0 |  | Hrvatska Elektroprivreda (HEP) | Hrvatska Elektroprivreda (HEP) | [8 empty] | operational>10 | 1952 | [15 empty] | N/A |  | http://www.hep.hr/proizvodnja/osnovni/hidroelektrane/zapad/vinodol.aspx
HR_HP_476 | Croatia | Fuzine | Lokvarka |  | Fuzine | Existing |  |  |  |  | 4.6 | 0 |  | Hrvatska Elektroprivreda (HEP) | Hrvatska Elektroprivreda (HEP) | [8 empty] | operational>10 | 1957 | [15 empty] | N/A |  | http://www.hep.hr/proizvodnja/osnovni/hidroelektrane/zapad/vinodol.aspx#fuzine
HR_HP_477 | Croatia | Ozalj 2 | Kupa | Sava | Ozalj | Existing |  |  |  |  | 2.2 | 0 |  | Hrvatska Elektroprivreda (HEP) | Hrvatska Elektroprivreda (HEP) | [8 empty] | operational>10 | 1952 | [15 empty] | N/A |  | http://www.hep.hr/proizvodnja/osnovni/hidroelektrane/zapad/ozalj.aspx http://www.hkig.hr/izdvojeno/Program-iskoristenja-slobodnog-hidropotencijala-u-Republici-Hrvatskoj/8/1 2012
HR_HP_478 | Croatia | Zavrelje | Trebisnjica | Adriatic | Mlini | Existing |  |  |  |  | 2 | 0 |  | Hrvatska Elektroprivreda (HEP) | Hrvatska Elektroprivreda (HEP) | [8 empty] | operational>10 | 1952 | [15 empty] | N/A |  | http://www.hkig.hr/izdvojeno/Program-iskoristenja-slobodnog-hidropotencijala-u-Republici-Hrvatskoj/8/1 2012 http://www.hep.hr/proizvodnja/osnovni/hidroelektrane/dubrovnik/default.aspx
HR_HP_479 | Croatia | Peruca | Cetina | Adriatic | Sinj | Existing |  |  |  |  | 60 |  |  | Hrvatska Elektroprivreda (HEP) | Hrvatska Elektroprivreda (HEP) | [8 empty] | operational>10 | 1960 | [15 empty] | N/A |  | http://www.hep.hr/proizvodnja/osnovni/hidroelektrane/jug/peruca.aspx
HR | Croatia | MHE Peruca | Cetina | Adriatic | Sinj | Greenfield |  | Cetina | N2000 | Inside | 0 | 2.5 |  | Hrvatska Elektroprivreda (HEP) | Hrvatska Elektroprivreda (HEP) | [8 empty] | planned | N/A | [15 empty] | None |  | http://www.mzoip.hr/doc/elaborat_zastite_okolisa_288.pdf, https://oie-aplikacije.mzoe.hr/Pregledi/
HR_HP_480 | Croatia | Zakucac 1 | Cetina | Adriatic | Omis | Existing |  |  |  |  | 252 |  |  | Hrvatska Elektroprivreda (HEP) | Hrvatska Elektroprivreda (HEP) | [8 empty] | operational>10 | 1961 | [15 empty] | N/A |  | http://www.hep.hr/proizvodnja/osnovni/hidroelektrane/jug/zakucac.aspx
HR_HP_481 | Croatia | Dubrovnik | Trebisnjica | Adriatic | Plat, Cavtat | Existing |  |  |  |  | 216 | 0 |  | Hrvatska Elektroprivreda (HEP) | Hrvatska Elektroprivreda (HEP) | [8 empty] | operational>10 | 1965 | [15 empty] | N/A |  | http://www.hep.hr/proizvodnja/osnovni/hidroelektrane/dubrovnik/default.aspx
HR_HP_482 | Croatia | Senj | Lika/Gacka |  | Sveti Juraj | Existing |  |  |  |  | 216 |  |  | Hrvatska Elektroprivreda (HEP) | Hrvatska Elektroprivreda (HEP) | [8 empty] | operational>10 | 1965 | [15 empty] | N/A |  | http://www.hep.hr/proizvodnja/osnovni/hidroelektrane/zapad/senj.aspx
HR_HP_483 | Croatia | Rijeka | Rijecina | Adriatic | Rijeka | Existing |  |  |  |  | 36.8 |  |  | Hrvatska Elektroprivreda (HEP) | Hrvatska Elektroprivreda (HEP) | [8 empty] | operational>10 | 1968 | [15 empty] | N/A |  | http://www.hep.hr/proizvodnja/osnovni/hidroelektrane/zapad/rijeka.aspx
HR_HP_484 | Croatia | Sklope | Lika |  |  | Existing |  |  |  |  | 22.5 |  |  | Hrvatska Elektroprivreda (HEP) | Hrvatska Elektroprivreda (HEP) | [8 empty] | operational>10 | 1970 | [15 empty] | N/A |  | http://www.hep.hr/proizvodnja/osnovni/hidroelektrane/zapad/senj.aspx
HR_HP_486 | Croatia | Orlovac | Busko Blato reservoir, Livanjsko polje | Adriatic | Ruda | Existing |  |  |  |  | 237 |  |  | Hrvatska Elektroprivreda (HEP) | Hrvatska Elektroprivreda (HEP) | [8 empty] | operational>10 | 1973 | [15 empty] | N/A | Partly in BiH - Busko Blato | http://www.hep.hr/proizvodnja/osnovni/hidroelektrane/jug/orlovac.aspx
HR_HP_487 | Croatia | Varazdin | Drava | Danube | Varazdin | Existing |  | Mura-Drava-Danube | Transboundary Biosphere Reserve | Inside | 94 |  |  | Hrvatska Elektroprivreda (HEP) | Hrvatska Elektroprivreda (HEP) | [8 empty] | operational>10 | 1975 | [15 empty] | N/A |  | http://www.hep.hr/proizvodnja/osnovni/hidroelektrane/sjever/varazdin.aspx
HR_HP_488 | Croatia | Golubic | Butisnica | Adriatic |  | Existing |  |  |  |  | 7.5 |  |  | Hrvatska Elektroprivreda (HEP) | Hrvatska Elektroprivreda (HEP) | [8 empty] | operational>10 | 1981 | [15 empty] | N/A |  | http://www.hep.hr/proizvodnja/osnovni/hidroelektrane/jug/nakrki.aspx
HR_HP_489 | Croatia | Zakucac 2 | Cetina | Adriatic | Omis | Existing |  |  |  |  | 270 |  |  | Hrvatska Elektroprivreda (HEP) | Hrvatska Elektroprivreda (HEP) | [8 empty] | operational>10 | 1981 | [15 empty] | N/A |  | http://www.hep.hr/proizvodnja/osnovni/hidroelektrane/jug/zakucac.aspx
HR_HP_490 | Croatia | Cakovec | Drava | Danube | Cakovec | Existing |  | Mura-Drava-Danube | Transboundary Biosphere Reserve | Inside | 76 |  |  | Hrvatska Elektroprivreda (HEP) | Hrvatska Elektroprivreda (HEP) | [8 empty] | operational>10 | 1982 | [15 empty] | N/A |  | http://www.hep.hr/proizvodnja/osnovni/hidroelektrane/sjever/cakovec.aspx
HR_HP_491 | Croatia | Velebit | Zrmanja | Adriatic | Obrovac | Existing |  |  |  |  | 240 |  |  | Hrvatska Elektroprivreda (HEP) | Hrvatska Elektroprivreda (HEP) | [8 empty] | operational>10 | 1984 | [15 empty] | N/A | Same as Obrovac, below | http://www.hep.hr/proizvodnja/osnovni/hidroelektrane/jug/velebit.aspx
HR_HP_492 | Croatia | Lepenica | Licanka |  | Fuzine | Existing |  |  |  |  | 0.8 |  |  | Hrvatska Elektroprivreda (HEP) | Hrvatska Elektroprivreda (HEP) | [8 empty] | operational>10 | 1987 | [15 empty] | N/A |  | http://www.hep.hr/proizvodnja/osnovni/hidroelektrane/zapad/vinodol.aspx
HR_HP_493 | Croatia | Dubrava | Drava | Danube | Sveta Marija | Existing |  | Mura-Drava-Danube | Transboundary Biosphere Reserve | Inside | 76 |  |  | Hrvatska Elektroprivreda (HEP) | Hrvatska Elektroprivreda (HEP) | [8 empty] | operational>10 | 1989 | [15 empty] | N/A |  | http://www.hep.hr/proizvodnja/osnovni/hidroelektrane/sjever/dubrava.aspx
HR_HP_494 | Croatia | Djale | Cetina | Adriatic | Trilj | Existing |  |  |  |  | 40.8 |  |  | Hrvatska Elektroprivreda (HEP) | Hrvatska Elektroprivreda (HEP) | [8 empty] | operational>10 | 1989 | [15 empty] | N/A |  | http://www.hep.hr/proizvodnja/osnovni/hidroelektrane/jug/djale.aspx
HR_HP_507 | Croatia | Molve 1+2 | Drava | Danube | Molve | Greenfield |  | Regional park Mura-Drava and TBR MDD | Transboundary Biosphere Reserve and Regional Park | Inside | 0 | 108 |  | Hrvatska Elektroprivreda (HEP) | Hrvatska Elektroprivreda (HEP) | [8 empty] | planned | N/A | [15 empty] | None | Very low chance of going ahead due to multiple protection status. Project recently resurrected. | http://www.energetika-net.com/vijesti/zastita-okolisa/hidroelektrane-molve-1-i-2-prijete-dravi-25891
HR_HP_508 | Croatia | Barc | Drava | Danube | Drava | Greenfield |  | Regional park Mura-Drava and TBR MDD | Transboundary Biosphere Reserve and Regional Park, Natura 2000 | Inside | 0 | 72.5 |  | None | None | [8 empty] | planned | N/A | [15 empty] | None | Very low chance of going ahead due to multiple protection status. Original project was with Hungary but Hungary withdrew https://vlada.gov.hr/UserDocsImages//Sjednice/Arhiva//49-02.pdf | http://www.energetika-net.com/vijesti/zastita-okolisa/hidroelektrane-molve-1-i-2-prijete-dravi-25891
HR_HP_509 | Croatia | Donji Miholjac | Drava | Danube | Donji Miholjac | Greenfield |  | Regional park Mura-Drava and TBR MDD | Transboundary Biosphere Reserve and Regional Park, Natura 2000 | Inside | 0 | 72.5 |  | None | None | [8 empty] | planned | N/A | [15 empty] | None | Very low chance of going ahead due to multiple protection status. Original project was with Hungary but Hungary withdrew https://vlada.gov.hr/UserDocsImages//Sjednice/Arhiva//49-02.pdf | http://www.energetika-net.com/vijesti/zastita-okolisa/hidroelektrane-molve-1-i-2-prijete-dravi-25891
HR_HP_510 | Croatia | Osijek | Drava | Danube | Osijek | Greenfield |  | Regional park Mura-Drava and TBR MDD | Transboundary Biosphere Reserve and Regional Park, Natura 2000 | Inside | 0 | 52.2 |  | Osijek-Baranja County | not identified |  |  | public | [5 empty] | planned | N/A | [15 empty] | None | Some steps were taken in 2012-2013 on scoping for an EIA. HEP does not include it in its list of ongoing projects. | http://www.hep.hr/hep/grupa/razvoj.aspx http://www.mzoip.hr/doc/uputa_ministarstva_od_10_svibnja_2013_godine.pdf
HR_HP_513 | Croatia | Gorican | Mura | Danube | Mura | Greenfield |  | Regional park Mura-Drava and TBR MDD | Transboundary Biosphere Reserve and Regional Park, Natura 2000 | Inside | 0 | 22.9 |  | None | None | [8 empty] | planned | N/A | [15 empty] | None | Very low chance of going ahead due to multiple protection status. Not included in HEP's information about its ongoing projects. Hardly any information available. | http://www.hep.hr/hep/grupa/razvoj.aspx
HR_HP_514 | Croatia | Kotoriba | Mura | Danube | Kotoriba | Greenfield |  | Regional park Mura-Drava and TBR MDD | Transboundary Biosphere Reserve and Regional Park, Natura 2000 | Inside | 0 | 22.4 |  | None | None | [8 empty] | planned | N/A | [15 empty] | None | Very low chance of going ahead due to multiple protection status. Not included in HEP's information about its ongoing projects. Hardly any information available. | http://www.hep.hr/hep/grupa/razvoj.aspx
HR_HP_515 | Croatia | Mreznica | Dretulja | Danube | Plaski | Greenfield |  | Ogulinsko-plaščansko područje | N2000 | Inside | 0 | 10.2 |  | None | None | [8 empty] | potential | N/A | [15 empty] | None | It just appeared in a potentials study, no-one seems to be actively working on it. | https://bib.irb.hr/datoteka/61621.StudijaMogunosti99HE2.doc
HR | Croatia | Jancic | Mreznica | Danube | Plaski | Greenfield |  | Mreznica-Tounjcica | N2000 | Inside | 0 | 3.4 |  | None | None | [8 empty] | potential | N/A | [15 empty] | None | It just appeared in a potentials study, no-one seems to be actively working on it. | http://www.hkig.hr/izdvojeno/Program-iskoristenja-slobodnog-hidropotencijala-u-Republici-Hrvatskoj/8/1 2012
HR | Croatia | Zvecaj | Mreznica | Danube | Zvecaj | Greenfield |  | Mreznica-Tounjcica | N2000 | Inside | 0 | 7.7 |  | None | None | [8 empty] | potential | N/A | [15 empty] | None | It just appeared in a potentials study, no-one seems to be actively working on it. | http://www.hkig.hr/izdvojeno/Program-iskoristenja-slobodnog-hidropotencijala-u-Republici-Hrvatskoj/8/1 2012
HR_HP_516 | Croatia | Juzbasic | Mreznica | Danube | Generalski stol | Greenfield |  | Mreznica-Tounjcica | N2000 | Inside | 0 | 16.8 |  | None | None | [8 empty] | potential | N/A | [15 empty] | None | It just appeared in a potentials study, no-one seems to be actively working on it. | http://www.hkig.hr/izdvojeno/Program-iskoristenja-slobodnog-hidropotencijala-u-Republici-Hrvatskoj/8/1 2012
HR_HP_517 | Croatia | Erdelj | Mreznica | Danube | Generalski Stol | Greenfield |  | Mreznica-Tounjcica | N2000 | Inside | 0 | 27.5 |  | None | None | [8 empty] | potential | N/A | [15 empty] | None | It just appeared in a potentials study, no-one seems to be actively working on it. | http://www.hkig.hr/izdvojeno/Program-iskoristenja-slobodnog-hidropotencijala-u-Republici-Hrvatskoj/8/1 2012
HR_HP_518 | Croatia | Primislje | Korana | Danube | Slunj | Greenfield |  | Korana | N2000 | Inside | 0 | 1.5 |  | None | None | [8 empty] | potential | N/A | [15 empty] | None | Tekonet d.o.o held a concession but as of December 2017 it is no longer in the concessions register | Formerly in http://oie-aplikacije.mingo.hr/pregledi/ but not in https://oie-aplikacije.mzoe.hr/pregledi/
HR_HP_519 | Croatia | Lucica | Korana | Danube | Veljun | Greenfield |  | Korana | N2000 | Inside | 0 | 43.2 |  | None | None | [8 empty] | potential | N/A | [15 empty] | None | Would require resettlement, according to media reports: http://www.jutarnji.hr/-zbog-hidroelektrane-ce-mi-potopiti-selo---ja-ne-selim--/930803/. The project is in the Croatian and local spatial plans: http://opcina-barilovic.hr/wp-content/uploads/2014/12/PPUO_Barilovic_tekst_i_odredbe_USVOJENO.pdf | http://www.hkig.hr/izdvojeno/Program-iskoristenja-slobodnog-hidropotencijala-u-Republici-Hrvatskoj/8/1 2012
HR_HP_528 | Croatia | Brodarci | Kupa | Danube | Ozalj | Greenfield |  | Kupa | N2000 | Inside | 0 | 3.4 |  | Tekonet d.o.o. | not identified |  |  | private | [5 empty] | planned | N/A | [15 empty] | None | Eko-Pan filed a complaint on this one: http://eko-pan.hr/blog/podnesene-tuzbe-i-zalbe-protiv-mhe-brodarci-i-mhe-barilovic/ and won on appeal to the high court. https://vijesti.rtl.hr/regional/kaportal/1976595/visoki-upravni-sud-stao-na-stranu-eko-pana-za-mhe-brodarci-potrebna-procjena-utjecaja-na-okolis/ | https://oie-aplikacije.mzoe.hr/pregledi/
HR_HP_529 | Croatia | Pokuplje | Kupa | Danube | Pokupsko | Greenfield |  | Kupa | N2000 | Inside | 0 | 18.9 |  | None | None | [8 empty] | potential | N/A | [15 empty] | None | It just appeared in a potentials study, no-one seems to be actively working on it. | http://www.hkig.hr/izdvojeno/Program-iskoristenja-slobodnog-hidropotencijala-u-Republici-Hrvatskoj/8/1
HR_HP_530 | Croatia | Miljacka 2 | Krka | Adriatic | Marasovine | Greenfield |  | Krka | National Park | Inside | 0 | 53 |  | None | None | [8 empty] | potential | N/A | [15 empty] | None | It just appeared in a potentials study, no-one seems to be actively working on it. | http://www.hkig.hr/izdvojeno/Program-iskoristenja-slobodnog-hidropotencijala-u-Republici-Hrvatskoj/8/1 2012
HR_HP_531 | Croatia | Cikola 1&2 | Cikola | Adriatic | Drnis, Kljuc | Greenfield |  | Cikola | N2000 | Inside | 0 | 17 MW |  | None (previously Ecoplant d.o.o.) | None |  |  | private |  |  |  |  | None | potential | N/A | [15 empty] | None | Included in the County Spatial Plan. In a previous version of the Renewable Energy Register it is shown that Cikola 1-5 were registered in 2009 by Ecoplant d.o.o. however they are not in the current version. http://dalje.com/slike/dokumenti_3/g2010/m09/x31244589097872011.xls Ecoplant d.o.o. still exists but explains on its website how it acquired licenses for SHPPs with the intention of partnering up and developing projects but that these did not really develop due to administrative barriers. http://www.ecoplant.hr/ | http://sibensko-kninska-zupanija.hr/upload/PPZ%20IV/2_3_Energetika%20i%20plinovodni%20sustav.jpg http://dalje.com/slike/dokumenti_3/g2010/m09/x31244589097872011.xls www.ecoplant.hr
HR | Croatia | Cikola 3&4 | Cikola | Adriatic | Drnis | Greenfield |  | Cikola | N2000 | Inside | 0 | 17.5 |  | None (previously Ecoplant d.o.o.) | None |  |  | private |  |  |  |  | None | potential | N/A | [15 empty] | None | In a previous version of the Renewable Energy Register it is shown that Cikola 1-5 were registered in 2009 by Ecoplant d.o.o. however they are not in the current version. http://dalje.com/slike/dokumenti_3/g2010/m09/x31244589097872011.xls Ecoplant d.o.o. still exists but explains on its website how it acquired licenses for SHPPs with the intention of partnering up and developing projects but that these did not really develop due to administrative barriers. http://www.ecoplant.hr/ | http://dalje.com/slike/dokumenti_3/g2010/m09/x31244589097872011.xls
HR | Croatia | Cikola 5 | Krka | Adriatic | Drnis | Greenfield |  | Krka/Cikola | National Park/N2000 | Inside | 0 | 8.6 |  | None (previously Ecoplant d.o.o.) | None |  |  | private |  |  |  |  | None | potential | N/A | [15 empty] | None | In a previous version of the Renewable Energy Register it is shown that Cikola 1-5 were registered in 2009 by Ecoplant d.o.o. however they are not in the current version. http://dalje.com/slike/dokumenti_3/g2010/m09/x31244589097872011.xls Ecoplant d.o.o. still exists but explains on its website how it acquired licenses for SHPPs with the intention of partnering up and developing projects but that these did not really develop due to administrative barriers. http://www.ecoplant.hr/ | http://dalje.com/slike/dokumenti_3/g2010/m09/x31244589097872011.xls www.ecoplant.hr
HR | Croatia | Manojlovica slap | Krka | Adriatic | National Park | Greenfield |  | Krka | National Park | Inside | 0 | 1.7 |  | None (previously Ecoplant d.o.o.) | None |  |  | private | [5 empty] | potential | N/A | [15 empty] | None | In a previous version of the Renewable Energy Register it is shown that this plant was registered in 2009 Eko-Energetika d.o.o. however they are not in the current version. http://dalje.com/slike/dokumenti_3/g2010/m09/x31244589097872011.xls | http://dalje.com/slike/dokumenti_3/g2010/m09/x31244589097872011.xls, www.biznet.hr
HR | Croatia | Bilusica Buk | Krka | Adriatic | National Park | Greenfield |  | Krka | National Park | Inside | 0 | 2 |  | None (previously Ecoplant d.o.o.) | None |  |  | private | [5 empty] | potential | N/A | [15 empty] | None | In a previous version of the Renewable Energy Register it is shown that this plant was registered in 2009 Eko-Energetika d.o.o. however it is not in the current version. http://dalje.com/slike/dokumenti_3/g2010/m09/x31244589097872011.xls Eko-Energetika is present in the Croatian business register as being owned by Johannes Christiaan Victor Peter Exel of Sutivan, Brac. | http://dalje.com/slike/dokumenti_3/g2010/m09/x31244589097872011.xls, www.biznet.hr
HR_HP_532 | Croatia | Ervenik | Zrmanja | Adriatic | Prevjes | Greenfield |  | Zrmanja | N2000 | Inside | 0 | 14-20 |  | Ervenik district council | FOTONIKA OBNOVLJIVI IZVORI ENERGIJE d.o.o. Benkovac | Croatia | Zvonko Zupan | private | [5 empty] | potential | N/A | EUR | 56 | 56 | [12 empty] | None | The local authority advertises it as 14.2 MW but the documentation mentions 20. Nothing seems to have happened since about 2013. A previous version of the Croatian Renewable Energy Register refers to a 1.9 MW Ervenik SHPP with Vodena Energija d.o.o. as the project promoter but presumably this licence has now expired. | http://www.ervenik.hr/wp-content/uploads/2013/01/Fotonika.pdf http://www.ervenik.hr/2013/02/sluzbena-zabiljeska-sa-studijskog-obilaska-podrucja-opcine-ervenik-na-dan-21-02-2013-g/ www.biznet.hr
HR_HP_533 | Croatia | Zrmanja | Zrmanja | Adriatic | Berberov Buk | Greenfield |  | Zrmanja | N2000 | Inside | 0 | 18.6 |  | None | not identified | [8 empty] | potential | N/A | [15 empty] | None | Foreseen as part of a multipurpose project with Zegar and Ervenik | http://www.hkig.hr/izdvojeno/Program-iskoristenja-slobodnog-hidropotencijala-u-Republici-Hrvatskoj/8/1 2012
HR_HP_534 | Croatia | Valici | Rijecina | Adriatic | Martinovo Selo | Greenfield |  |  |  | Inside | 0 | 18.2 |  | None | not identified | [8 empty] | potential | N/A | [15 empty] | None | There is already an artificial reservoir by this name as part of Rijeka HPP. The Valici project was identified in a 1999 potentials study but does not seem to be moving anywhere. | https://bib.irb.hr/datoteka/61621.StudijaMogunosti99HE2.doc.
HR_HP_535 | Croatia | Senj 2 | Lika-Gacka | Adriatic | Senj | Greenfield |  | Licka krska polje | N2000 | Inside | 0 | 182/340 |  | Hrvatska Elektroprivreda (HEP) | None yet | [8 empty] | offered for investment | N/A | [15 empty] | None | EIA process started in 2017 together with Kosinj. At the public hearing it was stated that no financing has been found yet. | http://www.mzoip.hr/doc/zahtjev_za_izdavanje_upute_2.pdf http://www.hep.hr/hep/novosti/dokumenti/HES%20Kosinj%20Poziv%20ENG_HR.pdf, http://www.hep.hr/projekti/hes-kosinj-senj-u-razvoju/247
HR_HP_536 | Croatia | Otocac | Lika |  | Otocac | Greenfield |  |  |  |  | 0 | 5 |  | None | None | [8 empty] | potential | N/A | [15 empty] | None | It just appeared in a potentials study, no-one seems to be actively working on it. | http://www.hkig.hr/izdvojeno/Program-iskoristenja-slobodnog-hidropotencijala-u-Republici-Hrvatskoj/8/1 2012
HR_HP_537 | Croatia | Dubrovnik 2 | Trebisnjica | Adriatic | Plat, Dubrovnik | Greenfield |  |  |  |  | 0 | 304 |  | Hrvatska Elektroprivreda (HEP) | Hrvatska Elektroprivreda (HEP) |  |  | public | [5 empty] | planned | N/A | [15 empty] | None | The original RW database said Dubrovnik 3 but this seems to be a mistake. | http://www.poslovni.hr/hrvatska/hep-i-ep-rs-a-potpisali-memorandum-o-he-dubrovnik-2-217642
HR_HP_538 | Croatia | Precko (Zagreb na Savi) | Sava | Sava | Zagreb | Greenfield |  | Sava | N2000 | Inside |  | 42 |  | Program Sava d.o.o. | Hrvatska Elektroprivreda (HEP) | [8 empty] | planned | N/A | [15 empty] | None | The project development company Program Sava d.o.o. was originally called HEP razvoj višenamjenskih nekretninskih projekata d.o.o. but changed its name in April 2014. http://zagrebnasavi.hr/tvrtka-voditelj-programa-promijenila-ime-u-program-sava-d-o-o/ The EBRD was named as a potential financier in project documentation but confirmed to Bankwatch in an e-mail dated 17.06.2016 that it is not planning to finance the Zagreb na Savi project. | http://zagrebnasavi.hr/item/he-precko/
HR_HP_539 | Croatia | Zagreb (Zagreb na Savi) | Sava | Sava | Zagreb | Greenfield | [5 empty] | 22 |  | Program Sava d.o.o. | Hrvatska Elektroprivreda (HEP) | [8 empty] | planned | N/A | [15 empty] | None | Unlikely to be built, it is in the option for Zagreb na Savi which is not currently being promoted. The project development company Program Sava d.o.o. was originally called HEP razvoj višenamjenskih nekretninskih projekata d.o.o. but changed its name in April 2014. http://zagrebnasavi.hr/tvrtka-voditelj-programa-promijenila-ime-u-program-sava-d-o-o/ The EBRD was named as a potential financier in project documentation but confirmed to Bankwatch in an e-mail dated 17.06.2016 that it is not planning to finance the Zagreb na Savi project. | www.zagrebnasavi.hr
HR_HP_540 | Croatia | Strelecko/Sisak (Zagreb na Savi) | Sava | Sava | Sisak | Greenfield |  | Sava downstream from Hruscice | N2000 | Inside | 0 | 21.7/26.9 |  | Program Sava d.o.o. | Hrvatska Elektroprivreda (HEP) | [8 empty] | planned | N/A | [15 empty] | None | The locations are somewhat different but it appears that only one of the options would be built http://zagrebnasavi.hr/wp-content/uploads/2014/11/Program-Sava-Final-Report-submitted-25-Sept-2014.pdf The EBRD was named as a potential financier in project documentation but confirmed to Bankwatch in an e-mail dated 17.06.2016 that it is not planning to finance the Zagreb na Savi project. | www.zagrebnasavi.hr
HR_HP_541 | Croatia | Jasenovac | Sava | Danube | Jasenovac | Greenfield |  | Lonjsko Polje/Sava | Nature Park and Ramsar site/N2000 | Inside |  | 18 |  | None | None | [8 empty] | potential | N/A | [15 empty] | None | It just appeared in a potentials study, no-one seems to be actively working on it. | http://www.hkig.hr/izdvojeno/Program-iskoristenja-slobodnog-hidropotencijala-u-Republici-Hrvatskoj/8/1 2012
HR_HP_663 | Croatia | Caprazlije | Livanjsko Polje |  | Livno | Greenfield |  | Livanjsko Polje | Emerald site | Inside | 0 | ? |  | None | None | [8 empty] | planned | N/A | [15 empty] | None | Part of bigger Dinara energy system with Livno coal power plant....very unclear whether it will really ever happen. | http://www.narodni-list.hr/posts/81365001
HR_HP_710 | Croatia | Brana | Rijecina | Adriatic | Rijeka | Existing |  |  |  |  | 0.63 |  |  | not identified | not identified | [8 empty] | unclear | N/A | [15 empty] | N/A | No further information found. Considering the name means 'dam' in Croatian, it's quite difficult to find any info.
HR_HP_715 | Croatia | Rc Plant | ? |  |  | Existing |  |  |  |  | 0.68 |  |  | not identified | not identified | [8 empty] | unclear | N/A | [15 empty] | N/A | No further information found.
HR_HP_716 | Croatia | Roski Slap | Krka | Adriatic | Skradin | Existing |  | Krka | National Park | Inside | 1.76 |  |  | Hidro-Watt d.o.o. | not identified | [8 empty] | operational>10 | 1907 | [15 empty] | N/A | Reconstructed and put into operation again in 1998 | http://oie.mingo.hr/UserDocsImages/MAHE%20Roski%20Slap.pdf, https://oie-aplikacije.mzoe.hr/Pregledi/
HR_HP_759 | Croatia | Obrovac | Zrmanja | Adriatic | Obrovac | Duplicate | [7 empty] | not identified | not identified | [9 empty] | N/A | [15 empty] | N/A | May be a duplicate of RHE Velebit, as that is situated near Obrovac and no other information is available about a separate plant | http://www.hep.hr/proizvodnja/osnovni/hidroelektrane/jug/velebit.aspx
HR | Croatia | Vrbovsko 1 | Dobra |  | Vrbovsko | Greenfield |  | Gorski kotar i sjeverna Lika N2000, possibly also Kamacnik protected landscape | N2000 | Inside | 0 | 0.22 |  | Nova energija d.o.o. | not identified | [8 empty] | unclear | N/A | [15 empty] | None | No further information found | https://oie-aplikacije.mzoe.hr/Pregledi/
HR | Croatia | Pleternica | Orljava | Sava | Pleternica | Greenfield |  |  |  |  | 0.25 | 0 |  | Grad Pleternica | Pleternica local authority | Croatia |  | public |  | 2012 |  |  | Koncar | operational<5 | 2013 | HRK | 4.8 | 0.6 | [9 empty] | Croatian Fund for Environmental Protection and Energy Efficiency (FZOEU) | Completed | 0.37 | Yes | Also HBOR loan for unknown amount. | https://oie-aplikacije.mzoe.hr/Pregledi/ http://www.ho-cired.hr/wp-content/uploads/2014/12/Jozic_-mHE-Pleternica.pdf https://vlada.gov.hr/UserDocsImages//Sjednice/Arhiva//32.%20-%2011.pdf http://servisi.fina.hr/regkonc/index.do http://files.hrote.hr/files/PDF/Sklopljeni%20ugovori/Povlasteni_proizvodjaci_HR_5_6_2015.pdf, http://www.fzoeu.hr/docs/_v14.pdf, http://www.udruga-gradova.hr/inpuls/pleternica-mhe-mala-hidroelektrana/
HR | Croatia | Dabrova dolina 1 | Mreznica | Sava | Tounj | Greenfield |  | Mreznica | Natura 2000 | Inside | 0.25 | 0 |  | Kelemen energija d.o.o. | not identified |  |  | private | [5 empty] | operational<5 | 2017 |  |  |  |  | HR-MDB | European Bank for Reconstruction and Development (EBRD) | Completed | financial intermediary | 1.1 | Privredna Banka Zagreb (Intesa Sanpaolo) | Completed |  |  |  |  | Yes | Originally considered a conversion but in fact it is much larger than the mill that was on the site. Media reports that the Susnjar tufa waterfall on which it is sited has dried out since it was constructed https://www.24sata.hr/news/gdje-je-nestao-slap-ostao-bez-vode-zbog-male-hidroelektrane-527181 | https://oie-aplikacije.mzoe.hr/Pregledi/ http://www.hera.hr/hrvatski/docs/2015/PRjesenje_2015-03-31_01.pdf http://www.tounj.hr/?p=3046, http://www.webseff.com/index.php?option=com_content&view=article&id=329:hydropower-map&catid=7&lang=en&Itemid=331, https://www.hera.hr/hrvatski/docs/2017/Rjesenje_2017-04-27_04.pdf, https://oss.uredjenazemlja.hr
HR | Croatia | Matakovic | Mreznica | Sava | Duga Resa | Conversion |  |  |  |  | 0.03 | 0 |  | MHE Matakovic obrt/Matkovic strojna obrada metala | Mladen Matkovic, Krunoslav Matkovic | Croatia |  | private | [5 empty] | operational 5-10 | 2008 | [15 empty] | Not identified | In an old mill, does not disrupt the river. https://hr.wikipedia.org/wiki/Mikro_hidroelektrana_Matakovi%C4%87 | https://oie-aplikacije.mzoe.hr/Pregledi/ http://www.ho-cired.hr/referati-umag2010/SO4-09.pdf
HR | Croatia | Prancevici | Cetina | Adriatic | Trilj | Greenfield |  |  |  |  | 0 | 1.2 |  | Hrvatska Elektroprivreda (HEP) | Hrvatska Elektroprivreda (HEP) | Croatia | State | public | [5 empty] | under construction | N/A | [15 empty] | Not identified | Near existing dam, using the biological minimum water to generate electricity. Not finished as of November 2017 | https://oie-aplikacije.mzoe.hr/Pregledi/ http://www.poslovni.hr/hrvatska/hep-zapocinje-izgradnju-male-hidroelektrane-prancevici-255211 http://www.hera.hr/hr/docs/2015/PRjesenje_2015-02-12_11.pdf, http://files.hrote.hr/files/PDF/Sklopljeni%20ugovori/NP_HR_17_11_2017.pdf
HR | Croatia | MHE ABM Varazdin | Drava | Danube | Petrijanec | Conversion |  | Mura-Drava/Dravske akumulacije | Regional Park/N2000 | Inside | 0.63 |  |  | Hrvatska Elektroprivreda (HEP) | Hrvatska Elektroprivreda (HEP) | Croatia | State | public | [5 empty] | operational<5 | [16 empty] | Not identified | By existing Varazdin HPP, using the biological minimum water to generate electricity | https://oie-aplikacije.mzoe.hr/Pregledi/ http://www.mzoip.hr/doc/elaborat_zastite_okolisa_182.pdf, http://files.hrote.hr/files/PDF/Sklopljeni%20ugovori/PP_HR_17_11_2017.pdf
HR | Croatia | Potok | Cabranka | Danube | Cabar | Greenfield |  |  |  |  | 0 | 0.05 |  | Obrt Potok | not identified |  |  | private | [5 empty] | concession awarded | N/A | [15 empty] | Not identified |  | https://oie-aplikacije.mzoe.hr/Pregledi/ http://www.hera.hr/hr/docs/2014/Rjesenje_2014-05-20_08.pdf
HR | Croatia | Krizancica Mlin | Kupcina | Danube | Draganic | Greenfield |  |  |  |  | 0 | 0.1 |  | Ekotok d.o.o. | not identified |  |  | private | [5 empty] | operational<5 | [16 empty] | Not identified |  | https://oie-aplikacije.mzoe.hr/Pregledi/ http://e-gfos.gfos.hr/index.php/arhiva/broj-9/terenska-nastava, http://files.hrote.hr/files/PDF/Sklopljeni%20ugovori/PP_HR_17_11_2017.pdf
HR | Croatia | Ilovac | Kupa | Sava | Ozalj | Greenfield |  | Kupa | N2000 (Source: Eko-Pan) | Inside | 1.4 | 0 |  | Tekonet d.o.o. | Robert Jurcevic | Croatia |  | private |  | 2013 | 30 | 2043 | Međimurje – graditeljstvo, IGH supervision | operational<5 | 2015 |  |  |  |  | HR_MDB | European Investment Bank (EIB) | Completed | financial intermediary | 4 | Zagrebacka Banka (Croatia)(Unicredit) | Completed | 0.4 | Croatian Bank for Reconstruction and Development | Completed |  | Yes | Tekonet also in Brodarci SHPP; project financed under IPA Energy Efficiency Finance Facility - C2007-6376-181207. The EC contribition might have consisted of investment incentive to the end borrower (up to 25% of investment costs), administration fee to the FI, other incentives for the IFI towards the end borrower or the FI and/or technical assistance consultancy Zaba lent HRK 3.6 million of its own money in addition to the HBOR loan (for which it is assumed the entire amount came from the EIB). | https://oie-aplikacije.mzoe.hr/Pregledi/ http://kaportal.hr/mala-hidroelektrana-ozalj-tekonet http://servisi.fina.hr/regkonc/index.do http://www.fininfo.hr/Poduzece/Pregled/tekonet/Detaljno/70582; http://ec.europa.eu/enlargement/pdf/financial_assistance/ipa/2007-19-340_ipa_energy_efficiency_finance_facility_-_c2007-6376-181207.pdf, http://aecm.eu/wp-content/uploads/2016/09/AECM-OTS-Zagreb-2015-ZABA.pdf
HR | Croatia | Korana II | Korana | Sava | Karlovac | Conversion |  |  |  |  | 0 | 1 |  | None | None | [8 empty] | potential | N/A | [15 empty] | None | Ekoloski Sistemi d.o.o. had an energy permit but it expired in 2011. | http://www.karlovac.hr/dokumenti/stranice/mHEKorana1-PDF.pdf
HR | Croatia | Vrilo/Jadro | Jadro | Adriatic | Solin | Rehabilitation |  |  |  |  | 1.58 |  |  | CEMEX Hrvatska | CEMEX Hrvatska |  |  | private | [5 empty] | planned | N/A | [15 empty] | Not identified | Old HPP from 1908 which as of February 2015 was not working and no decision had been taken whether to rehabilitate it. | https://oie-aplikacije.mzoe.hr/Pregledi/ http://www.slobodnadalmacija.hr/split-%C5%BEupanija/tabid/76/articletype/articleview/articleid/275068/default.aspx
HR | Croatia | Fajerov Mlin (Glina) | Glina | Sava | Glina | Greenfield |  |  |  |  | 0 | 0.47 |  | Eko Energija Josip | not identified |  |  | private | [5 empty] | under construction | N/A | [9 empty] | Privredna Banka Zagreb (Intesa Sanpaolo) | Signed | 1.39 |  |  |  | Yes |  | https://oie-aplikacije.mzoe.hr/Pregledi/, http://dits.hr/?p=2221, http://dits.hr/wp-content/uploads/2016/11/Izlet-u-Glinu-detaljno.pdf, https://oss.uredjenazemlja.hr
HR | Croatia | Mala protocna hidroelektrana na rijeci Glini | Glina |  | Glina | Greenfield |  |  |  |  | 0.13 | 0 |  | Najam za vas d.o.o. | not identified |  |  | private | [5 empty] | operational<5 | Unclear | [15 empty] | Not identified |  | https://oie-aplikacije.mzoe.hr/pregledi/, http://files.hrote.hr/files/PDF/Sklopljeni%20ugovori/PP_HR_17_11_2017.pdf
HR | Croatia | Pozega | Orljava | Sava | Pozega | Greenfield |  |  | N2000 | Inside | 0 | 0.14 |  | None (previously Mala hidroelektrana Pleternica d.o.o.) | None |  |  | public | [5 empty] | concession awarded | N/A | [15 empty] | None |  | Previously appeared on: http://oie-aplikacije.mingo.hr/pregledi/, not on new concessions register as of December 2017
HR | Croatia | Slunj 1877 | Korana/Slunjcica | Sava | Slunj | Greenfield |  | Korana or Slunjcica | N2000 or protected landscape | Inside | 0 | 0.12 |  | None (previously Hidrocentrala Slunj d.o.o.) | None | [8 empty] | potential | N/A | [15 empty] | None | The concessionaire company was closed down on 15.01.2013. The project does not appear to be in the Karlovac county spatial plan but in the 2014 draft there are two SHPPs which may be at similar locations, Slunjcica and Vojni Poligon Slunj SHPP. | http://arhiva.dalje.com/hr-hrvatska/energetski-potencijal-hrvatske-usmjeren-prema-obnovljivim-izvorima/320729, http://oie-aplikacije.mingo.hr/pregledi/ http://www1.biznet.hr/HgkWeb/do/osnovniPodaci/view?claId=74773951&rfrshparam=1441458425173
HR | Croatia | Slunjcica | Slunjcica | Sava | Slunj | Greenfield |  | Slunjcica | Protected landscape | Inside | 0 | unclear |  | None yet | None yet | [8 empty] | potential | N/A | [15 empty] | None | Appears in 2014 Karlovac County Spatial Plan | http://www.kazup.hr/o-zupaniji/prostorni-planovi.html, Eko-Pan
HR | Croatia | Letaj | Boljuncica |  | Krsan | Conversion |  |  |  |  | 0 | 0.24 |  | Kaptol-Grupa d.o.o. | not identified |  |  | private | [5 empty] | operational<5 | 2017 | [15 empty] | Not identified |  | https://oie-aplikacije.mzoe.hr/Pregledi/ http://www.hera.hr/hr/docs/2014/PRjesenje_2014-10-01_01.pdf, http://files.hrote.hr/files/PDF/Sklopljeni%20ugovori/PP_HR_17_11_2017.pdf, http://www.5portal.hr/vijesti_detalj.php?id=12460
HR | Croatia | Cabranka 1 | Cabranka | Kupa | Cabar | Existing |  | Kupa | N2000 | Inside | 1.26 | 1.26 |  | Eucon d.o.o. | not identified |  |  | private | [5 empty] | operational>10 | 1991 | [15 empty] | N/A | This facility used to be owned by Finvest Corp. but was sold in 2013. This event was surrounded by controversy, some saying that the company owner was reducing the value of the company before distributing the shares among the workers, but the owner claims that it was due to the unpredictable levels of water in the Cabranka stream. | https://oie-aplikacije.mzoe.hr/Pregledi/ http://www.hera.hr/hrvatski/docs/2013/PRjesenje_2013-12-27_04.pdf http://www.novilist.hr/Vijesti/Regija/node_1588/Marijan-Filipovic-Radnici-zaradili-50-vecu-placu-otkad-su-preuzeli-Tvornicu-peleta, https://www.hera.hr/hr/docs/2017/Rjesenje_2017-06-29_07.pdf
HR | Croatia | Cabranka 2 | Cabranka | Kupa | Cabar | Existing |  | Kupa | N2000 | Inside | 0.03 |  |  | Finvest d.o.o. | not identified |  |  | private | [5 empty] | operational>10 | 1996 | [15 empty] | N/A |  | http://www.menea.hr/wp-content/uploads/2013/12/6-hidroelektrane.pdf
HR | Croatia | Cabranka 3-9 | Cabranka | Kupa | Cabar | Greenfield |  | Kupa | N2000 | Inside |  |  |  | not identified | not identified | [8 empty] | potential | N/A | [15 empty] | None | No further information found
HR | Croatia | Korana 1/Foginovo | Korana | Sava | Karlovac | Conversion |  |  |  |  | 0 | 0.35 |  | KORANA 354 d.o.o. za usluge | not identified | [8 empty] | concession awarded | N/A | [15 empty] | None | Existing weir would have turbine installed. Not considered problematic. http://kaportal.hr/mini-hidroelektrana-na-slapu-ekoloski-prihvatljiva-u-gradu-protiv-gradnje-u-barilovicu-i-lucici/. Project promoter changed in 2017. | https://oie-aplikacije.mzoe.hr/Pregledi/ http://www.mzoip.hr/doc/elaborat_zastite_okolisa_262.pdf
HR | Croatia | Furjan | Korana (Furjasnica) | Sava | Slunj | Greenfield |  | Korana | N2000 | Inside | 0 | 5 |  | None yet | None yet | [8 empty] | potential | N/A | [15 empty] | None | In 2008 spatial plan | http://www.kazup.hr/o-zupaniji/prostorni-planovi.html
HR | Croatia | Una - Mlin | Unclear | Unclear | Gracac | Greenfield |  |  |  |  | 0 | 0.1 |  | Croatan d.o.o. | not identified |  |  | private | [5 empty] | concession awarded | N/A | [15 empty] | None | As of December 2017, still in concession register but hardly any information available. | http://arhiva.dalje.com/hr-hrvatska/energetski-potencijal-hrvatske-usmjeren-prema-obnovljivim-izvorima/320729, https://oie-aplikacije.mzoe.hr/Pregledi/
HR | Croatia | Orljava 1-5 | Orljava | Sava | unclear | Greenfield |  |  | N2000 | Inside | 0 | Unclear |  | None | None | [8 empty] | potential | N/A | [15 empty] | None | According to the EIHP presentation, Orljava 6 has been constructed. However it is not listed separately here as it probably refers to Pleternica or Pozega. | http://www.eclareon.eu/sites/default/files/05_nikola_matijasevic_potential_of_small_hydro_power_plants_in_croatia_final.pdf
HR | Croatia | Orljava 7 | Orljava | Sava | unclear | Greenfield |  |  | N2000 | Inside | 0 | Unclear |  | None | None | [8 empty] | potential | N/A | [15 empty] | None | According to the EIHP presentation, Orljava 6 has been constructed. However it is not listed separately here as it probably refers to Pleternica or Pozega. | http://www.eclareon.eu/sites/default/files/05_nikola_matijasevic_potential_of_small_hydro_power_plants_in_croatia_final.pdf
HR | Croatia | Orljava 8 | Orljava | Sava | Ratkovica | Greenfield |  |  | N2000 | Inside | 0 | 0.15 |  | Mahe Hidroelektrane j.d.o.o. | Liljana Soch | Croatia |  | private | [5 empty] | operational<5 | 2017 | [15 empty] | Not identified | Old mill, does not stretch across the whole river, uses existing weir | https://oie-aplikacije.mzoe.hr/pregledi/ http://www.hera.hr/hr/docs/2014/PRjesenje_2014-06-12_01.pdf, http://www.eclareon.eu/sites/default/files/05_nikola_matijasevic_potential_of_small_hydro_power_plants_in_croatia_final.pdf, http://pozeskidnevnik.hr/vijesti/3293-u-probni-rad-pustena-prva-privatna-hidroelektrana-u-zupaniji-vlasnica-ljiljana-soch-konkretnijoj-zaradi-se-nada-za-sest-godina.html, http://files.hrote.hr/files/PDF/Sklopljeni%20ugovori/PP_HR_17_11_2017.pdf
HR | Croatia | Zrmanja 1 | Zrmanja | Zrmanja | Gracac | Greenfield |  |  |  |  | 0 | 0.5 |  | Veritas d.o.o. | not identified | [8 empty] | potential | N/A | [15 empty] | None | Very little information available. The concessionaire is a consultancy and auditing firm. | Formerly on concessions register at: http://oie-aplikacije.mingo.hr/pregledi/ but not on the new version as of 2017 (December) http://www1.biznet.hr/HgkWeb/do/osnovniPodaci/view?claId=24854764&rfrshparam=1441462783881
HR | Croatia | Konavle | Ljuta | Adriatic | Radovcici | Greenfield |  | Croatian coastal catchment (Schwarz); Snježnica i Konavosko polje | N2000 | Inside | 0 | 3.3 |  | Exact d.o.o. | Ana Kovinjalo | [8 empty] | potential | N/A | [15 empty] | None | 6.2 MW potential according to http://www.hkig.hr/izdvojeno/Program-iskoristenja-slobodnog-hidropotencijala-u-Republici-Hrvatskoj/8/1 | Formerly on concessions register at: http://oie-aplikacije.mingo.hr/pregledi/ but not on the new version as of 2017 (December) http://www.fininfo.hr/Poduzece/Pregled/exact/Detaljno/70787
HR | Croatia | Kamescaki | Korana | Sava | Duga Resa | Greenfield |  | Korana | N2000 | Inside | 0 | 0.16 |  | Mavis d.o.o. | not identified |  |  | private | [5 empty] | concession awarded | N/A | [15 empty] | None | Very little information available, not clear if the project is moving forward. | https://oie-aplikacije.mzoe.hr/pregledi/ http://www.enerkon.hr/reference/tipovi-postrojenja-2/male-hidro-elektrane/, https://www.hera.hr/hr/docs/2017/Rjesenje_2017-10-16_02.pdf
HR | Croatia | Klipic | Sunja | Sava | Sunja | Greenfield |  |  |  |  | 0 | 0.15 |  | VIZ-Molendinum d.o.o. za proizvodnju električne energije | not identified |  |  | private | [5 empty] | operational<5 | 2016 | [15 empty] | Not identified |  | https://oie-aplikacije.mzoe.hr/pregledi/, http://www.hera.hr/hr/docs/2014/PRjesenje_2014-12-30_01.pdf, http://files.hrote.hr/files/PDF/Sklopljeni%20ugovori/PP_HR_17_11_2017.pdf, https://www.youtube.com/watch?v=mJjDNTQZlj0
HR | Croatia | Badljevina | Bijela | Sava | Pakrac | Greenfield |  |  |  |  | 0 | 0.1 |  | Peranovic d.o.o. | not identified | [8 empty] | operational<5 | Unclear | [9 empty] | Zagrebacka Banka (Croatia)(Unicredit) | Completed | 0.144 |  |  |  | Yes |  | https://oie-aplikacije.mzoe.hr/pregledi/ http://www.hera.hr/hr/docs/2014/Rjesenje_2014-05-20_07.pdf, http://files.hrote.hr/files/PDF/Sklopljeni%20ugovori/PP_HR_17_11_2017.pdf, https://oss.uredjenazemlja.hr
HR | Croatia | Toplice | Dobra | Sava | Lesce | Greenfield |  | Dobra downstream of Trosmarije | Ecological Network/N2000 | Inside | 0 | 5 |  | None yet | not identified | [8 empty] | potential | N/A | [15 empty] | None | Unlikely. There are no active plans to build more hydropower plants on Dobra except maybe one additional downstream of Lešće to mitigate the hydropeaking. | http://www.hkig.hr/izdvojeno/Program-iskoristenja-slobodnog-hidropotencijala-u-Republici-Hrvatskoj/8/1 2012
HR | Croatia | Globornica | Dobra | Sava | Lesce | Greenfield |  | Dobra downstream of Trosmarije | Ecological Network/N2000 | Inside | 0 | 4.7 |  | None (previously V.D. Futura d.o.o.) | not identified | [8 empty] | potential | N/A | [15 empty] | None | In 2008 spatial plan for Karlovac County | http://www.hkig.hr/izdvojeno/Program-iskoristenja-slobodnog-hidropotencijala-u-Republici-Hrvatskoj/8/1 2012, http://arhiva.dalje.com/hr-hrvatska/energetski-potencijal-hrvatske-usmjeren-prema-obnovljivim-izvorima/320729
HR | Croatia | Jarce Polje | Dobra | Sava | Jarce Polje | Greenfield |  | Dobra downstream of Trosmarije | Ecological Network/N2000 | Inside | 0 | 6.3 |  | None yet | None yet | [8 empty] | potential | N/A | [15 empty] | None |  | http://www.hkig.hr/izdvojeno/Program-iskoristenja-slobodnog-hidropotencijala-u-Republici-Hrvatskoj/8/1 2012
HR | Croatia | Majur | Dobra | Sava | Jarce Polje | Greenfield |  | Dobra downstream of Trosmarije | Ecological Network/N2000 | Inside | 0 | 2.2 |  | None yet | None yet | [8 empty] | potential | N/A | [15 empty] | None |  | http://www.hkig.hr/izdvojeno/Program-iskoristenja-slobodnog-hidropotencijala-u-Republici-Hrvatskoj/8/1 2012
HR | Croatia | Polaki | Dobra | Sava | Netretic | Greenfield |  | Dobra downstream of Trosmarije | Ecological Network/N2000 | Inside | 0 | 2 |  | None yet | None yet | [8 empty] | potential | N/A | [15 empty] | None |  | http://www.hkig.hr/izdvojeno/Program-iskoristenja-slobodnog-hidropotencijala-u-Republici-Hrvatskoj/8/1 2012
HR | Croatia | Opuzen | Neretva | Adriatic | Opuzen | Unclear |  | Neretva Delta | Ramsar site/N2000 | Inside | 0 | unclear |  | not identified | not identified | [8 empty] | unclear | N/A | [15 empty] | None | It is not clear whether this is referring to a hydropower plant or a flood protection barrier. No information can be found about an HPP at this location but a flood barrier is planned. Local people are against not only because of nature protection but because the river will no longer be navigable. | http://puo.mzoip.hr/UserDocsImages/Sazetak_22_11_2010_4.pdf, http://dubrovackidnevnik.rtl.hr/plocanski-dnevnik/metkovci-ogorceni-brana-izmedu-komina-i-opuzena-prijeti-planiranom-razvoju-nautike
HR | Croatia | Tisne Stine | Cetina | Adriatic | Omis | Greenfield |  | Cetina | N2000 | Inside | 0 | 4.26 |  | None (previously Tisne Stine d.o.o.) | None | [8 empty] | potential | N/A | [15 empty] | None |  | http://www.menea.hr/wp-content/uploads/2013/12/6-hidroelektrane.pdf, http://arhiva.dalje.com/hr-hrvatska/energetski-potencijal-hrvatske-usmjeren-prema-obnovljivim-izvorima/320729
HR | Croatia | Kostanje | Cetina | Adriatic | Kostanje | Greenfield |  | Cetina | N2000 | Inside | 0 | 0.2 |  | None (previously Tisne Stine d.o.o.) | None | [8 empty] | potential | N/A | [15 empty] | None |  | http://www.menea.hr/wp-content/uploads/2013/12/6-hidroelektrane.pdf, http://arhiva.dalje.com/hr-hrvatska/energetski-potencijal-hrvatske-usmjeren-prema-obnovljivim-izvorima/320729
HR | Croatia | Voloder | Cetina | Adriatic | Voloder | Greenfield |  | Cetina | N2000 | Inside | 0 | 0.25 |  | None (previously Tisne Stine d.o.o.) | None | [8 empty] | potential | N/A | [15 empty] | None |  | http://www.menea.hr/wp-content/uploads/2013/12/6-hidroelektrane.pdf, http://arhiva.dalje.com/hr-hrvatska/energetski-potencijal-hrvatske-usmjeren-prema-obnovljivim-izvorima/320729
HR | Croatia | Bartulovici | Cetina | Adriatic | Bartulovici | Greenfield |  | Cetina | N2000 | Inside | 0 | 0.7 |  | None (previously Tisne Stine d.o.o.) | None | [8 empty] | potential | N/A | [15 empty] | None |  | http://www.menea.hr/wp-content/uploads/2013/12/6-hidroelektrane.pdf, http://arhiva.dalje.com/hr-hrvatska/energetski-potencijal-hrvatske-usmjeren-prema-obnovljivim-izvorima/320729
HR | Croatia | Plejici | Cetina | Adriatic | Plejici | Greenfield |  | Cetina | N2000 | Inside | 0 | 0.85 |  | None (previously Tisne Stine d.o.o.) | None | [8 empty] | potential | N/A | [15 empty] | None |  | http://www.menea.hr/wp-content/uploads/2013/12/6-hidroelektrane.pdf, http://arhiva.dalje.com/hr-hrvatska/energetski-potencijal-hrvatske-usmjeren-prema-obnovljivim-izvorima/320729
HR | Croatia | Vinalic | Cetina | Adriatic | Vinalic | Greenfield |  | Cetina | N2000 | Inside | 0 | 1.4 |  | None (previously Popina d.o.o.) | None | [8 empty] | potential | N/A | [15 empty] | None |  | http://repam.net/uploads/repam/document_translations/doc/000/000/037/OIE_Dalmacija.pdf?2012, http://arhiva.dalje.com/hr-hrvatska/energetski-potencijal-hrvatske-usmjeren-prema-obnovljivim-izvorima/320729
HR | Croatia | Dobrenici | Dobra (Schwarz) or Mreznica | Sava | Dobrenici | Greenfield |  | Mreznica-Tounjcica?? | N2000 | Inside | 0 | unclear |  | None (previously Pro Integris d.o.o.) | None | [8 empty] | unclear | N/A | [15 empty] | None | Information comes from an old version of Register of renewable energy (2010). No other more recent information can be found. | http://arhiva.dalje.com/hr-hrvatska/energetski-potencijal-hrvatske-usmjeren-prema-obnovljivim-izvorima/320729
HR | Croatia | Puskarici | Korana | Sava | Slunj | Greenfield |  | Korana | N2000 | Inside | 0 | 2.68 |  | None (previously V.D. Futura d.o.o.) | None | [8 empty] | potential | N/A | [15 empty] | None | Up to 5 MW allowed in Karlovac County spatial plan | http://www.kazup.hr/images/dokumenti/Tekst-PPKZ-izmjene-i-dopune.pdf, http://arhiva.dalje.com/hr-hrvatska/energetski-potencijal-hrvatske-usmjeren-prema-obnovljivim-izvorima/320729
HR | Croatia | Krotusa | Krotusa | Adriatic | Ploce | Greenfield |  | Krotusa | N2000 | Inside | 0 | 6.3 |  | None (previously Pro Integris d.o.o.) | None | [8 empty] | potential | N/A | [15 empty] | None | Not included in the Dubrovnik-Neretva County Spatial Plan | http://edubrovnik.org/2015/01b_odredbe_za_provodjenje_procisceni_tekst_bienenfeld_15_ovo.pdf, http://arhiva.dalje.com/hr-hrvatska/energetski-potencijal-hrvatske-usmjeren-prema-obnovljivim-izvorima/320729
HR | Croatia | Krupa A/Krupa 1 | Krupa | Adriatic | Obrovac | Cancelled |  | Krupa | N2000 | Inside | 0 | 1.6 |  | Hidroenergetska Postrojenje d.o.o. | not identified |  |  | private | [5 empty] | cancelled | N/A | [15 empty] | None | Concessionaire previously Popina d.o.o. and then Hydro Green d.o.o | http://www.mzoip.hr/doc/18052015_-_informacija_o_zahtjevu_za_ocjenu_o_potrebi_procjene_utjecaja_na_okolis.pdf, http://arhiva.dalje.com/hr-hrvatska/energetski-potencijal-hrvatske-usmjeren-prema-obnovljivim-izvorima/320729 http://croatia.panda.org/?289310/Investitor-odustao-od-izgradnje-hidroelektrane-Krupa-u-Parku-prirode-Velebit http://mzoip.hr/doc/08092016_-_informacija_o_zahtjevu_za_ocjenu_o_potrebi_procjene_utjecaja_zahvata_na_okolis.pdf
HR | Croatia | Krupa B | Krupa | Adriatic | Obrovac | Greenfield |  | Krupa | N2000 | Inside | 0 | 4 |  | not identified | not identified | [8 empty] | potential | N/A | [15 empty] | None | Concessionaire previously Popina d.o.o. | http://arhiva.dalje.com/hr-hrvatska/energetski-potencijal-hrvatske-usmjeren-prema-obnovljivim-izvorima/320729
HR | Croatia | Kupcina 1, 2 and 7 | Kupcina | Sava |  | Greenfield |  |  | N2000 | Inside | 0 | unclear |  | None yet | None yet | [8 empty] | potential | N/A | [15 empty] | None | Hardly any information available. If built, hydropower plants on the Kupcina would be extremely problematic due to the river's influence on the Crna Mlaka Ramsar Site and Pokupski Bazen Important Bird Area. | http://repam.net/uploads/repam/document_translations/doc/000/000/062/REPAM_-_mHE_-_Karlovac.pdf?2012
HR | Croatia | Kupcina 5&6 | Kupcina | Sava |  | Greenfield |  |  | Other | Inside | 0 | unclear |  | None yet | None yet | [8 empty] | potential | N/A | [15 empty] | None | Hardly any information available. If built, hydropower plants on the Kupcina would be extremely problematic due to the river's influence on the Crna Mlaka Ramsar Site and Pokupski Bazen Important Bird Area. | http://repam.net/uploads/repam/document_translations/doc/000/000/062/REPAM_-_mHE_-_Karlovac.pdf?2012
HR | Croatia | Miskulin 2 | Lika |  | Gospic | Greenfield |  | Licka krske polje | N2000 | Inside | 0 | 1 |  | None (formerly MGG d.o.o.) | None | [8 empty] | potential | N/A | [15 empty] | None |  | http://arhiva.dalje.com/hr-hrvatska/energetski-potencijal-hrvatske-usmjeren-prema-obnovljivim-izvorima/320729
HR | Croatia | Ljuta 1 | Ljuta | Adriatic | Konavle | Greenfield |  | Ljuta/Konavoski dvori znacajni krajobraz | N2000/Significant landscape | Inside | 0 | 3.42 |  | None (formerly Nova Mlinica d.o.o.) | None | [8 empty] | potential | N/A | [15 empty] | None |  | http://arhiva.dalje.com/hr-hrvatska/energetski-potencijal-hrvatske-usmjeren-prema-obnovljivim-izvorima/320729
HR | Croatia | Bakici | Mreznica | Sava | Slunj | Greenfield |  | Mreznica-Tounjcica | N2000 | Inside | 0 | 1 |  | None (formerly V.D. Futura) | None | [8 empty] | potential | N/A | [15 empty] | None |  | http://arhiva.dalje.com/hr-hrvatska/energetski-potencijal-hrvatske-usmjeren-prema-obnovljivim-izvorima/320729
HR | Croatia | Sastavci | Korana | Sava | Sastavak? | Greenfield |  | Korana | N2000 | Inside | 0 | 1.4 |  | None (formerly Pro Integris d.o.o.) | None | [8 empty] | potential | N/A | [15 empty] | None | Not in 2008 or draft Karlovac county spatial plan, at least under this name, though in the draft new spatial plan two HPPs at Barilovic are shown. | http://arhiva.dalje.com/hr-hrvatska/energetski-potencijal-hrvatske-usmjeren-prema-obnovljivim-izvorima/320729
HR | Croatia | Duga Resa 1 | Mreznica | Sava | Duga Resa | Greenfield |  | Mreznica-Tounjcica | N2000 | Inside | 0 | 0.15 |  | None (formerly Enobia d.o.o.) | None | [8 empty] | potential | N/A | [15 empty] | None | In draft spatial plan for Karlovac County but not in 2008 one. | http://www.mzoip.hr/doc/elaborat_zastite_okolisa_262.pdf, http://arhiva.dalje.com/hr-hrvatska/energetski-potencijal-hrvatske-usmjeren-prema-obnovljivim-izvorima/320729
HR | Croatia | Ricica | Suvaja |  | Prolozac | Greenfield |  | Ricica | N2000 | Inside | 0 | 2.6 |  | None (formerly Tisne Stine d.o.o.) | None | [8 empty] | potential | N/A | [15 empty] | None | HKIG 2012 mentions two Ricice HPPs, one on the Suvaja, one on the Ricice, however it is not clear whether they are really different plants or variants of the same plan. Also the capacity in HKIG 2012 is 8 MW, whereas the concession previously held by Tisne Stine d.o.o. was for 2.66 MW. | http://www.hkig.hr/izdvojeno/Program-iskoristenja-slobodnog-hidropotencijala-u-Republici-Hrvatskoj/8/1 2012, http://arhiva.dalje.com/hr-hrvatska/energetski-potencijal-hrvatske-usmjeren-prema-obnovljivim-izvorima/320729
HR | Croatia | Dizdari | Tounjcica | Sava | Tounj | Greenfield |  | Mreznica-Tounjcica | N2000 | Inside | 0 | 2 |  | None (previously Pro Integris d.o.o.) | None | [8 empty] | potential | N/A | [15 empty] | None |  | http://arhiva.dalje.com/hr-hrvatska/energetski-potencijal-hrvatske-usmjeren-prema-obnovljivim-izvorima/320729
HR | Croatia | Mokro Polje | Zrmanja | Adriatic | Ervenik | Greenfield |  | Zrmanja | N2000 | Inside | 0 | 2.2 |  | None (formerly Vodena Energija d.o.o.) | None | [8 empty] | potential | N/A | [15 empty] | None |  | http://arhiva.dalje.com/hr-hrvatska/energetski-potencijal-hrvatske-usmjeren-prema-obnovljivim-izvorima/320729
HR | Croatia | Zegar | Zrmanja | Adriatic | Obrovac | Greenfield |  | Zrmanja | N2000 | Inside | 0 | 7.8 |  | None (formerly Vodena Energija d.o.o.) | None | [8 empty] | potential | N/A | [15 empty] | None |  | http://arhiva.dalje.com/hr-hrvatska/energetski-potencijal-hrvatske-usmjeren-prema-obnovljivim-izvorima/320729
HR | Croatia | Berberov | Zrmanja | Adriatic | Obrovac | Greenfield |  | Zrmanja | N2000 | Inside | 0 | 1.1 |  | None (formerly Pro Integris d.o.o.) | None | [8 empty] | potential | N/A | [15 empty] | None |  | http://arhiva.dalje.com/hr-hrvatska/energetski-potencijal-hrvatske-usmjeren-prema-obnovljivim-izvorima/320729
HR | Croatia | Barilovic | Korana | Sava | Barilovic | Greenfield |  | Korana | N2000 | Inside | 0 | 1.25 |  | Zvomar d.o.o. | not identified | [8 empty] | planned | N/A | [15 empty] | None | Zelena akcija submitted a complaint against a larger version of this project due to impact on N2000 network. The complaint was rejected by the Ministry of Environment. The concessionaire was previously V.D. Futura, according to the 2010 renewables register and then Aldebaran d.o.o. The plant is not listed in the current renewable energy concessions register. In 2017 a decision was issued by the Ministry of Environment that an environmental assessment and appropriate assessment would be needed for the new, smaller version of the project. | http://www.kazup.hr/images/dokumenti/prostorno/Rjesenje_MZOIP.pdf, http://arhiva.dalje.com/hr-hrvatska/energetski-potencijal-hrvatske-usmjeren-prema-obnovljivim-izvorima/320729, http://kaportal.rtl.hr/gradnja-hidroelektrane-u-barilovicu, http://www.fininfo.hr/Poduzece/Pregled/aldebaran/Detaljno/228174, http://mzoip.hr/doc/11112016_-_informacija_o_zahtjevu_za_ocjenu_o_potrebi_procjene_utjecaja_zahvata_na_okolis.pdf, http://mzoip.hr/doc/24032017_-_rjesenje_ministarstva_od_20_ozujka_2017_godine.pdf
HR | Croatia | Bukovje | Korana | Sava | Slunj | Greenfield |  | Korana | N2000 | Inside | 0 | 7.5 |  | None (previously V.D. Futura d.o.o.) | None | [8 empty] | potential | N/A | [15 empty] | None |  | http://arhiva.dalje.com/hr-hrvatska/energetski-potencijal-hrvatske-usmjeren-prema-obnovljivim-izvorima/320729
HR | Croatia | Hrvatski Blagaj | Korana | Sava | Slunj | Greenfield |  | Korana | N2000 | Inside | 0 | 2.9 |  | None (previously V.D. Futura d.o.o.) | None | [8 empty] | potential | N/A | [15 empty] | None |  | http://arhiva.dalje.com/hr-hrvatska/energetski-potencijal-hrvatske-usmjeren-prema-obnovljivim-izvorima/320729
HR | Croatia | Smoljanac 1 and 2 | Korana | Sava | Slunj-Plitvice | Greenfield |  | Korana | N2000 | Inside | 0 | unclear |  | None yet | None | [8 empty] | potential | N/A | [15 empty] | None | They appear in 2014 draft Karlovac County spatial plan | http://udruga-kameleon.hr/IMG/pdf/ka_rijeke_vs_hidroelektrane_web_letak.pdf
HR | Croatia | Ljeskovac | Korana | Sava | Slunj | Greenfield |  | Korana | N2000 | Inside |  | 4.4 |  | None yet | None | [8 empty] | potential | N/A | [15 empty] | None | Since these are taken from a potentials study, it is not clear whether the sites overlap with projects which have already been given concessions or which are planned. | http://www.hkig.hr/izdvojeno/Program-iskoristenja-slobodnog-hidropotencijala-u-Republici-Hrvatskoj/8/1 2012
HR | Croatia | Slunj | Korana | Sava | Slunj | Greenfield |  | Korana | N2000 | Inside | 0 | 6.5 |  | None yet | None | [8 empty] | potential | N/A | [15 empty] | None | Since these are taken from a potentials study, it is not clear whether the sites overlap with projects which have already been given concessions or which are planned. | http://www.hkig.hr/izdvojeno/Program-iskoristenja-slobodnog-hidropotencijala-u-Republici-Hrvatskoj/8/1 2012
HR | Croatia | Odeta 1/Turanj | Korana | Sava | Turanj, Karlovac | Conversion |  | Mreznica-Tounjcica | N2000 | Inside | 0 | 1.2 |  | IRT d.o.o./Odeta d.o.o. | Slavko Vukovic |  |  | private | [5 empty] | planned | N/A | [15 empty] | Not identified | Not clear if construction has begun or not, it was due in autumn 2017 | http://www.kazup.hr/images/dokumenti/prostorno/studija_odeta1_turanj.pdf http://www.fininfo.hr/Poduzece/Pregled/odeta/Detaljno/3484, https://www.hrastovic-inzenjering.hr/primjena-energije/energetski-clanci/energijske-tehnologije/item/784-mini-hidroelektrana-odeta-1.html
HR | Croatia | Kacjak | Dubracina | Adriatic | Crikvenica | Greenfield |  |  | Other | Inside | 0 | 6 |  | None yet | None yet | [8 empty] | potential | N/A | [15 empty] | None |  | http://repam.net/uploads/repam/document_translations/doc/000/000/045/REPAM_studija_08_primorsko-goranska-web.pdf?2012
HR | Croatia | Budak | Lika |  | Licko Osik | Greenfield |  | Licko polje/Licka krska polja | N2000 | Outside | 0 | 1.7 |  | Elicom d.o.o. | Ivan Mucnjak |  |  | private | [5 empty] | concession awarded | N/A | [15 empty] | None | Not clear if anything is happening since 2015. | http://www.mzoip.hr/doc/15052015_-_rjesenje_ministarstva_od_22_travnja_2015_godine.pdf http://www.mzoip.hr/doc/elaborat_zastite_okolisa_177.pdf
HR | Croatia | Crljenac | Glina | Sava | Topusko | Greenfield |  |  |  |  | 0 | 0.13 |  | Dragomir Gabric d.o.o. za poslove usluge i trgovine |  |  |  | private | [5 empty] | operational<5 | 2017 | [15 empty] | Not identified |  | https://oie-aplikacije.mzoe.hr/Pregledi/, https://www.hera.hr/hr/docs/2017/Rjesenje_2017-04-27_03.pdf, http://mzoip.hr/doc/24_07_2015_rjesenje_.pdf, https://www.hera.hr/hr/docs/2017/Zapisnik_2017-04-27.pdf
HR | Croatia | Brestovac | Orljava | Sava | Brestovac | Rehabilitation |  |  |  |  | 0.15 | 0 |  | ASD Grupa |  |  |  | private | [5 empty] | under construction | N/A | [15 empty] | Not identified | Construction permit obtained October 2017 so assumed under construction | https://oie-aplikacije.mzoe.hr/pregledi/, http://mzoip.hr/doc/21092015_-_rjesenje_ministarstva_od_17_rujna_2015_godine.pdf, https://www.pszupanija.hr/dokumenti/category/48-ured-za-gospodarstvo-i-graditeljstvo.html?download=1553:gradevinska-dozvola-asd-grupa-d-o-o.
HR | Croatia | Zvecevo | Brzaja | Sava | Brestovac | Rehabilitation |  |  |  |  | 0.03 | 0 |  | Koncar - Obnovljivi izvori d.o.o. |  |  |  | private | [5 empty] | operational<5 | 2014 | [15 empty] | Not identified | It has existed since 1985 but was damaged in the war and only put back in service in 2014. | https://oie-aplikacije.mzoe.hr/pregledi/, http://files.hrote.hr/files/PDF/Sklopljeni%20ugovori/PP_HR_17_11_2017.pdf, http://www.mipro.hr/Home/tabid/36/newsid/7a775d3e-8155-4ef8-94f5-cbab2d99bdac/language/en-US/Default.aspx, https://www.hera.hr/hr/docs/2014/Rjesenje_2014-11-21_03.pdf
HR | Croatia | Sinac | Gacka |  | Otocac | Conversion |  |  |  |  | 0 | 0.12 |  | Lenergo - obnovljivi izvori električne energije d.o.o. |  |  |  | private | [5 empty] | planned | N/A | [15 empty] | Not identified |  | https://oie-aplikacije.mzoe.hr/pregledi/
HR | Croatia | Petrusevec 1 | Sava | Sava | Zagreb | Greenfield |  | Sava kod Hruscice, Sava nizvodno od Hruscice | N2000 | Outside | 0 | 7.2 |  | Elicom d.o.o. |  |  |  | private | [5 empty] | planned | N/A | [15 empty] | None | Appeared in 2017, not clear if it is in competition with Zagreb na Savi, although it claims not to be. Not in concessions register. | http://mzoip.hr/doc/22112017_-_rjesenje_ministarstva_od_20_studenog_2017_godine.pdf, http://mzoip.hr/doc/elaborat_zastite_okolisa_234.pdf
HR | Croatia | Petrusevec 2 | Sava | Sava | Zagreb | Greenfield |  | Sava kod Hruscice, Sava nizvodno od Hruscice | N2000 | Outside | 0 | 7.2 |  | Elicom d.o.o. |  |  |  | private | [5 empty] | planned | N/A | [15 empty] | None | Appeared in 2017, not clear if it is in competition with Zagreb na Savi, although it claims not to be. Not in concessions register. | http://mzoip.hr/doc/22112017_-_rjesenje_ministarstva_od_20_studenog_2017_godine.pdf, http://mzoip.hr/doc/elaborat_zastite_okolisa_234.pdf
HR/SI | Croatia | Bregana 2 | Bregana | Sava | Bregana | Greenfield |  |  | N2000 | Inside | 0 | 0.05 |  | None yet | None yet | [8 empty] | potential | N/A | [15 empty] | None | Very unlikely to go ahead. | http://repam.net/uploads/repam/document_translations/doc/000/000/062/REPAM_-_mHE_-_Karlovac.pdf?2012
HR/SI | Croatia | Bregana 5-7 | Bregana | Sava | Bregana | Greenfield |  |  | N2000 | Inside | 0 | 0.25 |  | None yet | None yet | [8 empty] | potential | N/A | [15 empty] | None | Very unlikely to go ahead. | http://repam.net/uploads/repam/document_translations/doc/000/000/062/REPAM_-_mHE_-_Karlovac.pdf?2012
GR_HP_973 | Greece | Pigai Aoos (also Piges Aoos) | Aoos | Vjosa |  | Existing |  |  | Natura 2000 | Inside | 230 | 0 |  | Public Power Corp SA | Public Power Corp SA |  |  | public |  |  |  |  | Metal Construction of Greece S.A. - METKA (Greece) | operational>10 | 1986 | [15 empty] | N/A |  | http://www.metka.com/en/projects/projects-of-metka-group/31; http://globalenergyobservatory.org/form.php?pid=42798
RKS_HP_1040 | Kosovo | Decan cascade / Lumbardhi (also Lumbardhi/Koznjer or Koznjer or Kozhner) | Lumebardhi i Decani |  | Decan | Existing |  | Bjeshket e Nemuna National Park | National park Emerald | Inside | 10 | 0 |  | KelKos Energy shpk | Kelag International | Austria |  | private | [5 empty] | operational>10 | 1957 |  |  | 55 | [9 empty] | Overseas Private Investment Corporation (OPIC) | Completed | USD 5.5 | Yes | Began operations in 1957, in 1999 partly destroyed in the civil war. In 2004 Triangle General Contractors, Inc (USA) won a tender for rehabilitation of the Lumbardhi HPP and signed a 20 year contract with KEK. Rehabilitation works finished in October 2005. In January 2005, Triangle was granted a $5.5 million OPIC loan to reconstruct the 8.3 megawatt. In March 2009 Kelag acquired the Lease and Power Purchase Agreements on the Lumbardhi HPP from Triangle. Pretportr reports that investigators of OLAF noted that the concession of the Kozhner Hydro Power Plant (Lumbardhi) had been carried out with irregularities but we have not been able to verify this. Florin Krasniqi, a Kosovar-Albanian-born American businessman, former arms smuggler for the Kosovo Liberation Army and deputy parliamentarian for the Vetëvendosje! party in the Kosovo Assembly established Triangle General Contractors, inc (USA). In his 2012 income statement he stated he holds 25% of the company shares. A new plant is also planned on the Decan cascade (see separate row). | http://www.eciks.org/sq/lajme-evente/1694; http://preportr.cohu.org/en/investigations/Kosovo-Corruption-Corporation-KEK-54?y=2015, http://www.kelag-international.com/en/hydro-power-333.html#Hydropower%20Plant%20Lumbardhi
RKS_HP_1041 | Kosovo | Recan | Lumbardhe |  | Prizren | Greenfield |  | Lumebardhi i Prizreni river | Other protected area | Inside | 0 | 1.5 |  | not identified | not identified |  |  | private | [5 empty] | potential | N/A | [15 empty] | None | On October 24, 2013, the ERO approved a request for withdrawal of application for construction of hydropower plant on the Lumbardhe River, HPP Reçan, capacity 2.2 MW, Municipality of Prizren, by the Triangle General Contractors, inc. | http://ero-ks.org/Vendimet/English/2013/V_567_2013_eng.pdf
RKS_HP_1042 | Kosovo | Prizren |  |  |  | Unclear | [7 empty] | not identified | not identified | [8 empty] | unclear | Unclear | [15 empty] | N/A | Probably a duplicate | Probably a duplicate
RKS_HP_1043 | Kosovo | Mal | Erenik |  | Junik | Greenfield |  | Bjeshket e Nemuna National Park | National Park | Inside | 0 | 7.5 |  | Triangle General Contractors Inc | Triangle General Contractors- INC | USA |  | private | [5 empty] | planned | N/A | [15 empty] | Not identified | On 24 December 2012, ERO granted Triangle General Contractors – Inc with the preliminary authorization for the construction of HPP Mal 6.8 MW, HPP Erenik 2.5 MW and HPP Jasiq 2.4 MW. | http://ero-ks.org/Vendimet/English/2012/V_490_2012_eng.pdf, http://ero-ks.org/2016/Vendimet/V_773_2016_eng.pdf
RKS_HP_1044 | Kosovo | Erenik | Erenik |  | Junik | Greenfield |  | Erenik river Bjeshket e Nemuna National Park | Emerald National Park | Inside | 0 | 1.86 |  | Security Team Kabashi K | not identified |  |  | private | [5 empty] | planned | N/A | [15 empty] | Not identified | On 24 December 2012, ERO granted Triangle General Contractors – Inc with the preliminary authorization for the construction of HPP Mal 6.8 MW, HPP Erenik 2.5 MW and HPP Jasiq 2.4 MW. | http://ero-ks.org/Vendimet/English/2012/V_490_2012_eng.pdf, http://ero-ks.org/2017/Vendimet/V_896_2017_eng.pdf
RKS_HP_1045 | Kosovo | Jasiq (also Jasiq-Erenik) | Erenik |  | Junik | Greenfield |  | Erenik river Bjeshket e Nemuna National Park | Emerald National Park | Inside | 0 | 5 |  | Triangle General Contractors Inc | Triangle General Contractors- INC | USA |  | private | [5 empty] | planned | N/A | [15 empty] | Not identified | Capacity formerly 2.4 MW | http://ero-ks.org/Vendimet/English/2012/V_490_2012_eng.pdf, http://ero-ks.org/2016/Vendimet/V_772_2016_eng.pdf
RKS_HP_1046 | Kosovo | Brezovica (also Brezovice) | Lepenc |  | Shterpce | Greenfield |  | Lepenca river | National strict protected area | Inside | 0 | 2.1 |  | Matkos - Group shpk | not identified |  |  | private | [5 empty] | under construction | N/A | [15 empty] | Not identified | Capacity formerly 3.6 MW. Some local reactions about the damage done during construction. | http://ero-ks.org/2016/Vendimet/V_758_2016_eng.pdf, http://ero-ks.org/Vendimet/2015/eng/V_688_2015_eng.pdf, http://www.subor.com.tr/en/news/brezovica-hydroelectricity-power-plant-project-installation-has-come-to-an-end, http://www.koha.net/kosove/21491/hidrocentralet-qe-e-shterin-lepencin/
RKS_HP_1047 | Kosovo | Shterpce | Lepenc |  | Shterpce | Greenfield |  | Lepenca river | National strict protected area | Inside | 0 | 5 |  | Matkos - Group shpk | not identified |  |  | private | [5 empty] | planned | N/A | [15 empty] | Not identified | On 28.06.2013, the ERO granted a preliminary authorization to Matkos Group shpk for the 2.47 MW Shterpca HPP, 2.1 MW Bitinja and 2.5 MW Vica HPP. On October 24, 2013 the ERO approved the request for withdrawal of the Application for construction of hydropower plant in Lepenc River, HPP Shtërpce, with a capacity of 3.6 MW, Municipality of Shtërpce, by Triangle General Contractors. | http://ero-ks.org/Vendimet/English/2013/V_565_2013_eng.pdf, http://ero-ks.org/2016/Vendimet/V_760_2016_eng.pdf
RKS_HP_1048 | Kosovo | Banjska (also Banjske) | Banjske |  | Mitrovica | Greenfield |  |  |  |  | 0 | 0.3 |  | none yet | none yet |  |  |  | 1 |  |  |  |  | potential | N/A | [15 empty] | None | From 2009 potentials study | http://www.mzhe-ks.net/repository/docs/Final_Reporti__Plote_Nentor_15-Dhjetor_15,_2009_opt.pdf
RKS_HP_1049 | Kosovo | Batare | Bistrica |  | Mitrovica | Greenfield |  |  |  |  | 0 | 1.1 |  | none yet | none yet |  |  |  | 1 |  |  |  |  | potential | N/A | [15 empty] | None | From 2009 potentials study | http://www.mzhe-ks.net/repository/docs/Final_Reporti__Plote_Nentor_15-Dhjetor_15,_2009_opt.pdf
RKS_HP_1050 | Kosovo | Kaqandoll | Kaqandoll |  | Podujeve | Greenfield |  |  |  |  | 0 | 2.6 |  | Hidrocom | not identified |  |  | private | [5 empty] | planned | N/A | [15 empty] | Not identified |  | http://ero-ks.org/2017/Vendimet/V_899_2017_eng.pdf
RKS_HP_1051 | Kosovo | Mirusha | Drini i bardhe; Decanit |  | Rahovece | Greenfield |  | Drini i bardhe river | National strict protected area | Inside | 0 | 4.6 |  | none yet | none yet |  |  |  | 1 |  |  |  |  | potential | N/A | [15 empty] | None | From 2009 potentials study | http://www.mzhe-ks.net/repository/docs/Final_Reporti__Plote_Nentor_15-Dhjetor_15,_2009_opt.pdf
RKS_HP_1052 | Kosovo | Peja cascade / Kuqishta (Kelkos) | Lumebardhi i Peja |  | Peje | Greenfield |  | Bjeshket e Nemuna National Park | National Park | Inside | 0 | 4.5 |  | KelKos Energy Peja LLC | Kelag International | Austria |  | private | [5 empty] | planned | N/A |  |  | 120 | [12 empty] | Not identified | On 29 April 2014, the Energy Regulatory Office (ERO) granted KelKos Energy Peja with preliminary authorisation for the construction of HPP Kuqishta, HPP Drelaj 1, HPP Drelaj 2, HPP Shtupeq, HGU Rugova with a total capacity of 60.5 MW. Decisions have also been granted for Rimed for a capacity of 3.1 MW, but in the 2014 decision for Kelkos it mentions that the two Kuqishta locations are determined to be different so they are regarded here as different projects. Admitted to the support scheme in 2016. Capacity previously 3.5 MW | http://ero-ks.org/Vendimet/English/2014/V_618_2014_eng.pdf, http://ero-ks.org/2016/Vendimet/V_793_2016_eng.pdf, http://ero-ks.org/Vendimet/2015/eng/V_727_2015_eng.pdf
RKS | Kosovo | Peja cascade / Kuqishta (Rimed) | Lumebardhi i Peja |  | Peje | Greenfield |  | Bjeshket e Nemuna National Park | National Park | Inside | 0 | 3.1 |  | Rimed N.T.Sh | not identified | not identified |  | private | [5 empty] | planned | N/A | [15 empty] | Not identified | On 29 April 2014, the Energy Regulatory Office (ERO) granted KelKos Energy Peja with preliminary authorisation for the construction of HPP Kuqishta, HPP Drelaj 1, HPP Drelaj 2, HPP Shtupeq, HGU Rugova with a total capacity of 60.5 MW. Decisions have also been granted for Rimed for a capacity of 3.1 MW, but in the 2014 decision for Kelkos it mentions that the two Kuqishta locations are determined to be different so they are regarded here as different projects. | http://ero-ks.org/Vendimet/English/2014/V_618_2014_eng.pdf, http://ero-ks.org/2016/Vendimet/V_793_2016_eng.pdf, http://ero-ks.org/Vendimet/2015/eng/V_727_2015_eng.pdf
RKS_HP_1053 | Kosovo | Peja cascade / Drelaj 1 (also Drelajt) | Lumebardhi i Peja |  | Peje | Greenfield |  | Bjeshket e Nemuna National Park | National Park | Inside | 0 | 4.6 |  | KelKos Energy Peja LLC | Kelag International | Austria |  | private | [5 empty] | planned | N/A |  |  | see Kuqishta (Kelkos) | [12 empty] | Not identified | On 29 April 2014, the Energy Regulatory Office (ERO) granted KelKos Energy Peja with preliminary authorisation for the construction of HPP Kuqishta, HPP Drelaj 1, HPP Drelaj 2, HPP Shtupeq, HGU Rugova with a total capacity of 60.5 MW. Accepted into support scheme in 2016. | http://ero-ks.org/Vendimet/English/2014/V_618_2014_eng.pdf, http://ero-ks.org/2016/Vendimet/V_794_2016_srb.pdf
RKS_HP_1054 | Kosovo | Peja cascade / Shtupeq (also Shtupeqi also Shtupec) | Lumebardhi i Peja |  | Peje | Greenfield |  | Bjeshket e Nemuna National Park | National Park | Inside | 0 | 6.5 |  | KelKos Energy Peja LLC | Kelag International | Austria |  | private | [5 empty] | planned | N/A |  |  | see Kuqishta (Kelkos) | [12 empty] | Not identified | On 29 April 2014, the Energy Regulatory Office (ERO) granted KelKos Energy Peja with preliminary authorisation for the construction of HPP Kuqishta, HPP Drelaj 1, HPP Drelaj 2, HPP Shtupeq, HGU Rugova with a total capacity of 60.5 MW. Accepted into support scheme in 2016. | http://ero-ks.org/Vendimet/English/2014/V_618_2014_eng.pdf, http://ero-ks.org/2016/Vendimet/V_796_2016_eng.pdf
RKS_HP_1056 | Kosovo | Dikance (also Dikanc) | Lumebardhi i Decani |  | Decan | Rehabilitation |  |  |  | Inside | 2.66 | 0 |  | Frigo Foods Energy Invest shpk or Energy Development Group | not identified | [7 empty] | Building Construction shpk (Albania) | operational>10 | 1957 |  |  | 1.4 |  | RKS-MDB | European Bank for Reconstruction and Development (EBRD) | Signed | credit | 1.4 | [6 empty] | Yes | Rehab. 1974; rehab. March 2013. | http://www.building-construction.al/dikance.html#; http://edg.al/portfolio-item/dikanc/ http://www.uself.com.ua/fileadmin/documents/Brochure_EN.pdf; correspondence with EBRD; http://www.vaptech.bg/project/13-Dikance; http://edg.al/portfolio-item/dikanc/
RKS_HP_1055 | Kosovo | Decan cascade /Belaja/Bellaja/Bellaje | Lumebardhi i Decanit | Drini Bardhe | Decan | Greenfield |  | Bjeshket e Nemuna National Park | National Park | Inside | 8.8 | 0 | 23400 | KelKos Energy shpk | Kelag International | Austria |  | private | [5 empty] | operational<5 | 2015 | [15 empty] | Not identified |  | https://www.wbif.eu/content/stream/Sites/website/library/WBEC-REG-ENE-01-BR-1-Role-of-hydropower-04.12b.pdf, http://ero-ks.org/2016/Vendimet/V_813_2016_eng.pdf, http://ero-ks.org/2017/Publikimet/Statement%20of%20Security%20of%20Supply%20for%20Kosovo%20(Electricity_Gas_Oil)_2015-2016.pdf
RKS_HP_1057 | Kosovo | Llocan (Llocani 1-3) | Lumebardhi i Llocani |  | Decan | Greenfield |  |  | Other protected area | Inside | 0 | 3.1 |  | none yet | none yet | [8 empty] | potential | N/A | [15 empty] | None | From 2009 potentials study. Also appears in 2010 study as three separate plants. | http://www.mzhe-ks.net/repository/docs/Final_Reporti__Plote_Nentor_15-Dhjetor_15,_2009_opt.pdf, https://mzhe-ks.net/repository/docs/Raporti_FINAL_Nov2,10_Pjesa_e_Katert_opt.pdf
RKS_HP_1058 | Kosovo | Dragash | Pllave |  | Dragash | Greenfield |  | Radesha river | National strict potected area | Inside | 0 | 3.4 |  | Renelual Tahiri | not identified |  |  | private | [5 empty] | planned | N/A | [15 empty] | Not identified |  | http://ero-ks.org/2017/Vendimet/V_893_2017_eng.pdf, http://ero-ks.org/2016/Vendimet/V_788_2016_eng.pdf
RKS_HP_1059 | Kosovo | Orcush/Orqusha | Pllave |  | Dragash | Greenfield |  | Mali Sharr National Park | National Park | Inside | 0 | 4 |  | Renelual Tahiri | not identified |  |  | private | [5 empty] | planned | N/A | [15 empty] | Not identified |  | http://ero-ks.org/2017/Vendimet/V_891_2017_eng.pdf
RKS_HP_1060 | Kosovo | Majanc | Kaqandoll |  | Podujeve | Duplicate |  |  |  |  | 0 | 0.6 |  | not identified | not identified | [8 empty] | planned | N/A | [15 empty] | N/A | Duplicate | Duplicate
RKS_HP_1061 | Kosovo | Dikancit (also Dikanci) see Dikance |  |  |  | Duplicate | [7 empty] | N/A | N/A | [8 empty] | operational>10 | 1957 | [15 empty] | N/A | See Dikance. Rehabilitation in 2010 | Duplicate
RKS_HP_1063 | Kosovo | Burimit (also Burimi and Burim and Istogu 1 and Istok) |  |  |  | Existing |  | National strict protected area Emerald | National strict protected area Emerald | Inside | 0.48 | 0 |  | Triangle General Contractors Inc | not identified |  |  | private | [5 empty] | operational>10 | 1948 | [15 empty] | N/A | Rehabilitated in 2011 and transferred by Triangle General Contractors, Inc (USA) | http://www.docin.com/p-430756714.html; http://ero-ks.org/Vendimet/English/Decision_V_297_2010.pdf, http://www.docin.com/p-430756714.html; https://webcache.googleusercontent.com/search?q=cache:EbXAgbN7vAoJ:preportr.com/en-us/Public-assets-and-privatization/Kosovo-Corruption-Corporation-KEK-176+&cd=4&hl=en&ct=clnk&gl=cz
RKS_HP_1065 | Kosovo | Lepenci (also Lepenc) | Lepenc |  | Ferizaj | Greenfield |  |  |  |  | 0 | 3.5 |  | Triangle General Contractors Inc | not identified | [8 empty] | potential | N/A | [15 empty] | None | On October 24, 2013 the ERO approved the request for withdrawal of application for construction of hydro power plant in Lepenc River, HPP Lepence with a capacity of 5.2 MW, Municipality of Shtërpce, by the enterprise "Triangle General Contractors" inc., Branch in Kosovo. Not clear whether it is the same as Lepenci 1 below. | http://ero-ks.org/Vendimet/English/2013/V_566_2013_eng.pdf
RKS_HP_450 | Kosovo | Zhur cascade / Zhur 1 | Drini e Bardhe |  | Prizren | Greenfield |  |  |  |  | 0 | 246 |  | not identified | not identified | [8 empty] | potential | N/A |  |  |  |  | RKS-MDB | International Bank for Reconstruction and Development (IBRD) | Completed | advisory services | [7 empty] | Yes | In 2012, the World Bank financed Consulting Services for Public Private Partnership in the Energy Sector in Kosovo, including (iii) private investment in ownership, operation and maintenance of a new hydropower plant called Zhur; (iv) private sector investment in windpower and small hydropower plants within the framework of the Lignite Power Technical Assistance Project. REVIEW OF HPP ZHUR FEASIBILITY STUDY funded by the World Bank. Prepared by ELEKTROPROJEKT Consulting Engineers (Croatia), May 2009 The construction of Zhur Hydro Plant will require extensive resettlement of the local population. Government Decision on the possibility of developing the Hydro Power Plant in Zhur, No.02/40 2008. Albanian authorities disagree with the project because "HPP Zhur in Kosovo, according to the authorities of Kukes, would damage similar projects within the country, because it would divert the river flow Brod in Kosovo and would leave without Luma river water needed in Kukes." | http://mzhe.rks-gov.net/repository/docs/Revized_Final_Report_Zhur_en.pdf; https://www.energy-community.org/portal/page/portal/ENC_HOME/DOCS/1218181/0633975AB5AB7B9CE053C92FA8C06338; https://www.devex.com/projects/tenders/developing-a-communication-strategy-for-a-public-private-partnership-in-the-energy-sector-in-kosovo-consulting-services/27316; http://mzhe.rks-gov.net/?page=2,158; http://botasot.info/ekonomia/75636/2W4Ew9G/
RKS_HP_731 | Kosovo | Istok |  |  |  | Duplicate | [7 empty] | not identified | not identified | [9 empty] | N/A | [15 empty] | N/A | Possibly duplicate with Burimi | Duplicate
RKS_HP_734 | Kosovo | Koznjer (see Lumbardhi) | Lumebardhi i Decani |  |  | Duplicate |  | Bjeshket e Nemuna National Park | National Park | Inside |  |  |  | not identified | not identified | [9 empty] | N/A | [15 empty] | N/A | Duplicate | Duplicate
RKS | Kosovo | Decan cascade / Decanit (Decan) | Lumebardhi i Decani |  | Decan | Greenfield |  | Bjeshket e Nemuna National Park | National Park | Inside | 9.8 | 0 |  | KelKos Energy Sh.p.k. | Kelag | Austria |  | private | [5 empty] | operational<5 | 2015 | [15 empty] | Not identified |  | http://www.kelag-international.com/en/hydro-power-333.html#Hydropower%20Plant%20Lumbardhi, http://ero-ks.org/2016/Vendimet/V_813_2016_eng.pdf, https://www.wbif.eu/content/stream/Sites/website/library/WBEC-REG-ENE-01-BR-1-Role-of-hydropower-04.12b.pdf, http://ero-ks.org/2017/Publikimet/Statement%20of%20Security%20of%20Supply%20for%20Kosovo%20(Electricity_Gas_Oil)_2015-2016.pdf
RKS | Kosovo | Zhur cascade / Zhur 2 | Drini e Bardhe |  | Prizren | Greenfield |  |  |  |  | 0 | 46.8 |  | not identified | not identified | [8 empty] | potential | N/A |  |  |  |  | RKS-MDB | International Bank for Reconstruction and Development (IBRD) | Completed | advisory services | [7 empty] | Yes | In 2012, the World Bank financed Consulting Services for Public Private Partnership in the Energy Sector in Kosovo, including (iii) private investment in ownership, operation and maintenance of a new hydropower plant called Zhur; (iv) private sector investment in windpower and small hydropower plants. The review was prepared within the framework of the Lignite Power Technical Assistance Project. REVIEW OF HPP ZHUR FEASIBILITY STUDY INCLUDING PREPARATION OF PRELIMINARY ENVIRONMENTAL IMPACT ASSESSMENT AND PRELIMINARY SOCIAL ASSESSMENT. Funded by the World Bank. Prepared by ELEKTROPROJEKT Consulting Engineers (Croatia), May 2009 The construction of Zhur Hydro Plant would require extensive resettlement of the local population. Government Decision on the possibility of developing the Hydro Power Plant in Zhur, No.02/40 2008. | http://mzhe.rks-gov.net/repository/docs/Revized_Final_Report_Zhur_en.pdf; https://www.energy-community.org/portal/page/portal/ENC_HOME/DOCS/1218181/0633975AB5AB7B9CE053C92FA8C06338; https://www.devex.com/projects/tenders/developing-a-communication-strategy-for-a-public-private-partnership-in-the-energy-sector-in-kosovo-consulting-services/27316; http://mzhe.rks-gov.net/?page=2,158
RKS | Kosovo | Ujmani |  |  |  | Existing |  |  | National strict protected area Emerald | Inside | 35 | 0 |  | HS Iber-Lepenc POE Iber Lepenc HPP Ujmani | not identified | [8 empty] | operational>10 | 1983 | [15 empty] | N/A | On margin of Emerald area, but built 1983, biggest HPP in Kosovo. EUR 22 million for the company HS "Iber-Lepenc" from the World Bank for the restoration of the Iber Lepenc canal and Gazivoda dam safety improvement http://projects.worldbank.org/P133829?lang=en http://www.mzhe-ks.net/en/news/lluka-appraises-the-positive-performance-of-hc-iber-lepenc#.WldkL6inHD4, http://www.worldbank.org/en/news/press-release/2017/01/27/world-bank-and-kosovo-sign-project-to-support-water-security-in-kosovo | http://ero-ks.org/2017/Publikimet/Statement%20of%20Security%20of%20Supply%20for%20Kosovo%20(Electricity_Gas_Oil)_2015-2016.pdf
RKS | Kosovo | Radavci (also Radavc) |  |  |  | Rehabilitation |  | Bjeshket e Nemuna National Park | National Park | Inside | 0.28 | 0 |  | Triangle General Contractors Inc | not identified | [8 empty] | operational>10 | 1934 | [15 empty] | N/A | Rehabilitated in 2010 | http://ero-ks.org/2017/Publikimet/Statement%20of%20Security%20of%20Supply%20for%20Kosovo%20(Electricity_Gas_Oil)_2015-2016.pdf
RKS | Kosovo | Peja cascade / Drelaj 2 (also Drelajt) | Lumebardhi i Pejes |  | Peja | Greenfield |  | Bjeshket e Nemuna National Park | National Park | Inside | 4.4 | 0 |  | KelKos Energy Peja LLC | Kelag International | Austria |  | private | [5 empty] | planned | N/A |  |  | see Kuqishta | [12 empty] | Not identified | On 29 April 2014, the Energy Regulatory Office (ERO) granted KelKos Energy Peja with preliminary authorisation for the construction of HPP Kuqishta, HPP Drelaj 1, HPP Drelaj 2, HPP Shtupeq, HGU Rugova with a total capacity of 60.5 MW. Admission to support scheme in 2016. | http://ero-ks.org/Vendimet/English/2014/V_618_2014_eng.pdf, http://ero-ks.org/2016/Vendimet/V_795_2016_eng.pdf
RKS | Kosovo | Peja cascade / Rugova | Lumebardhi i Pejes |  |  | Greenfield |  | Bjeshket e Nemuna National Park | National Park | Inside | 0 | 40.5 |  | KelKos Energy Peja LLC | Kelag International | Austria |  | private | [5 empty] | planned | N/A |  |  | see Kuqishta | [12 empty] | Not identified | On 29 April 2014, the Energy Regulatory Office (ERO) granted KelKos Energy Peja with preliminary authorisation for the construction of HPP Kuqishta, HPP Drelaj 1, HPP Drelaj 2, HPP Shtupeq, HGU Rugova with a total capacity of 60.5 MW. | http://ero-ks.org/Vendimet/English/2014/V_618_2014_eng.pdf
RKS | Kosovo | Ura e Shenjt (also Shejt) | Drini i Bardhe |  | Rahovec | Greenfield |  | Proposed as White Drin canyon natural monument |  | Inside | 0 | 6.5 |  | Edelweiss Energy shpk | not identified | Switzerland |  | private | [5 empty] | planned | N/A | [15 empty] | Not identified |  | http://www.albinfo.ch/de/hydrozentrale-ura-e-shejte-kosovarisch-schweizerisches-projekt/; https://al.linkedin.com/pub/ismet-kelmendi/39/713/59b, http://ero-ks.org/Vendimet/2015/eng/V_686_2015_eng.pdf
RKS | Kosovo | Lumebardh-Hulaj | Decan |  |  | Greenfield |  | Bjeshket e Nemuna National Park | National Park | Inside | 0 | 7 |  | Edelweiss Energy shpk | not identified | Switzerland |  | private | [5 empty] | planned | N/A | [15 empty] | None |  | http://edelweissenergy.com/?lang=en, http://energjia.al/2013/09/30/hidrocentrali-ura-e-shenjte-projekt-i-perbashket-kosove-zvicer
RKS | Kosovo | Radesha cascade / Radesha 1 | Radesha |  | Dragash | Greenfield |  | Radesha river | National strict protected area | Inside | 0 | 0.71 |  | Puna | not identified |  |  | private | [5 empty] | planned | N/A | [15 empty] | Not identified |  | http://ero-ks.org/2017/Vendimet/V_917_2017_eng.pdf, http://www.mzhe-ks.net/repository/docs/Final_Reporti__Plote_Nentor_15-Dhjetor_15,_2009_opt.pdf
RKS | Kosovo | Radesha cascade / Radesha 2 | Radesha |  | Dragash | Greenfield |  | Radesha river | National strict protected area | Inside | 0 | 1.71 |  | Puna | not identified |  |  | private | [5 empty] | planned | N/A | [15 empty] | Not identified |  | http://ero-ks.org/2017/Vendimet/V_917_2017_eng.pdf, http://www.mzhe-ks.net/repository/docs/Final_Reporti__Plote_Nentor_15-Dhjetor_15,_2009_opt.pdf
RKS | Kosovo | Restelica cascade / Restelica 1 | Restelica |  | Krusheve | Greenfield |  | Restelica river | National strict protected area | Inside | 2.28 | 0 |  | Eurokos JH shpk | not identified |  |  | private | [5 empty] | under construction | N/A |  |  | 16 | [12 empty] | Not identified | Preliminary short EIA of SHPPS along Brod and Restelica rivers published by UNDP on 03.02.2012. outlining possible negative impacts on the National Park. Originally Restelica 1 and 2 were separate plants but then they were merged into one with an installed capacity of 2.28 MW. Accepted into support scheme 2015. | http://ero-ks.org/Vendimet/English/2014/V_605_1_2014_eng.pdf; https://balkangreenenergynews.com/small-hydropower-plant-inaugurated-in-dragas/; http://mmph-rks.org/repository/docs/Plani_i_menaxhimit_i_PK_Sharri__verzioni_anglisht_26083.pdf; http://ero-ks.org/Vendimet/English/2013/V_572_2013_eng.pdf, http://ero-ks.org/2016/Vendimet/V_762_2016_eng.pdf, https://arbk.rks-gov.net/page.aspx?id=2,38,125010760, http://ero-ks.org/Vendimet/2015/srb/V_681_2015_srb.pdf
RKS | Kosovo | Restelica cascade / Restelica 2 | Restelica |  | Krusheve | Duplicate |  | Restelica river Mali Sharr National Park | National Park | Inside | See Restelica 1 | See Restelica 1 |  | Eurokos JH shpk | not identified |  |  | private | [5 empty] | cancelled | N/A |  |  | see Restelica 1 | [12 empty] | N/A | Originally Restelica 1 and 2 were separate plants but then they were merged into one with an installed capacity of 2.28 MW. | http://ero-ks.org/Vendimet/English/2014/V_605_1_2014_eng.pdf, http://ero-ks.org/Vendimet/English/2013/V_572_2013_eng.pdf, https://balkangreenenergynews.com/small-hydropower-plant-inaugurated-in-dragas/, http://ero-ks.org/2016/Vendimet/V_762_2016_eng.pdf
RKS | Kosovo | Restelica cascade / Restelica 3 | Restelica |  | Dragash | Greenfield |  | Restelica river Mali Sharr National Park | National Park | Inside | 0 | 1.49 |  | Eurokos JH shpk | not identified |  |  | private | [5 empty] | under construction | N/A | [15 empty] | Not identified | Preliminary short EIA of SHPPS along Brod and Restelica rivers published by UNDP on 03.02.2012. outlining possible negative impacts on the National Park. | http://ero-ks.org/Vendimet/English/2014/V_605_1_2014_eng.pdf; http://www.demotix.com/news/5423084/ceremony-cornerstone-hydroelectric-power-krushevo-dragash#media-5423060, http://ero-ks.org/2017/Vendimet/V_882_2017_Decision%20on%20Final%20Authorization-%20EUROKOS%20JH%20LLC%20-%20HPP%20RESTELICA%20%203-%201%2049%20MW.pdf, http://ero-ks.org/2016/Vendimet/V_768_2016_eng.pdf
RKS | Kosovo | Restelica cascade / Restelica 4 | Restelica |  |  | Greenfield |  | Restelica river Mali Sharr National Park | National Park | Inside | 0 | 0.318 |  | none yet | none yet | [8 empty] | potential | N/A | [15 empty] | None | From 2009 potentials study. Preliminary short EIA of SHPPS along Brod and Restelica rivers published by UNDP on 03.02.2012. outlining possible negative impacts on the National Park. | http://www.mzhe-ks.net/repository/docs/Final_Reporti__Plote_Nentor_15-Dhjetor_15,_2009_opt.pdf
RKS | Kosovo | Restelica cascade / Restelica 5 | Restelica |  |  | Greenfield |  | Restelica river | National strict protected area | Inside | 0 | 1.498 |  | none yet | none yet | [8 empty] | potential | N/A | [15 empty] | None | From 2009 potentials study. Preliminary short EIA of SHPPS along Brod and Restelica rivers published by UNDP on 03.02.2012. outlining possible negative impacts on the National Park. | http://www.mzhe-ks.net/repository/docs/Final_Reporti__Plote_Nentor_15-Dhjetor_15,_2009_opt.pdf
RKS | Kosovo | Brodi cascade / Brodi 1 (also Brod) | Brod |  | Brod | Greenfield |  |  |  |  | 1.06 | 0 |  | Eurokos JH shpk | not identified |  |  | private | [5 empty] | under construction | N/A |  |  | see Restelica 1 | [12 empty] | Not identified | 29.09.2011 “Eurokos J.H.” LLC. & Loreto Consult AG (Switzerland) application to construct 9.33 MW of hydro plants - six plants: HPP Brod I. 1062 kW; Brod II. (Dikance) 1250 kW Brod III. (Kukalane) 3120 kW (total 5432 kW) and Restelica I. 1200 kW; Restelicë II. (Krusheva) 1200 kW; Restelica III. (Globoqicë) 1498 (total 3898 kW), all in the Municipality of Dragash. Works launched around August 1, 2014. Preliminary short EIA of SHPPS along Brod and Restelica rivers published by UNDP on 03.02.2012. outlining possible negative impacts on the National Park. | http://ero-ks.org/Vendimet/English/2014/V_605_1_2014_eng.pdf; http://ero-ks.org/Vendimet/English/2013/V_572_2013_eng.pdf, http://ero-ks.org/2017/Vendimet/V_881_2017_Decision%20on%20Final%20Authorization%20-%20EUROKOS%20JH%20L%20L%20C%20%20-%20HPP%20BRODI%201%20%20-%201%2006%20MW.pdf, http://ero-ks.org/2016/Vendimet/V_767_2016_eng.pdf
RKS | Kosovo | Brodi cascade / Brodi 2 (also Brod) | Brod |  | Dikance | Greenfield |  | Brod river | National strict protected area | Inside | 3.89 | 0 |  | Eurokos JH shpk | not identified |  |  | private | [5 empty] | operational<5 | 2015 |  |  | see Restelica 1 | [12 empty] | Not identified | Preliminary short EIA of SHPPS along Brod and Restelica rivers published by UNDP on 03.02.2012. outlining possible negative impacts on the National Park. | http://ero-ks.org/Vendimet/English/2014/V_605_1_2014_eng.pdf; http://www.mzhe-ks.net/en/news/hydro-power-plant-brodi-2-in-dragash-inaugurated-today-#.Vl27K7-2pkp; http://ero-ks.org/Vendimet/English/2013/V_572_2013_eng.pdf, https://balkangreenenergynews.com/small-hydropower-plant-inaugurated-in-dragas/, https://www.wbif.eu/content/stream/Sites/website/library/WBEC-REG-ENE-01-BR-1-Role-of-hydropower-04.12b.pdf, http://ero-ks.org/2017/Vendimet/V_881_2017_Decision%20on%20Final%20Authorization%20-%20EUROKOS%20JH%20L%20L%20C%20%20-%20HPP%20BRODI%201%20%20-%201%2006%20MW.pdf, http://ero-ks.org/2016/Vendimet/V_805_2016_eng.pdf, http://ero-ks.org/Vendimet/2015/srb/V_681_2015_srb.pdf, http://ero-ks.org/2017/Publikimet/Statement%20of%20Security%20of%20Supply%20for%20Kosovo%20(Electricity_Gas_Oil)_2015-2016.pdf
RKS | Kosovo | Brodi cascade / Brodi 3 (also Brod) | Brod |  | Dragash | Greenfield |  | Brod river | National strict protected area | Inside | 0 | 4.7 |  | Eurokos JH shpk | not identified |  |  | private | [5 empty] | under construction | N/A |  |  | see Restelica 1 | [12 empty] | Not identified | Preliminary short EIA of SHPPS along Brod and Restelica rivers published by UNDP on 03.02.2012. outlining possible negative impacts on the National Park. | http://ero-ks.org/Vendimet/English/2014/V_605_1_2014_eng.pdf; http://ero-ks.org/Vendimet/English/2013/V_572_2013_eng.pdf, http://ero-ks.org/2016/Vendimet/V_767_2016_eng.pdf, http://ero-ks.org/2016/Vendimet/V_870_2016_eng.pdf
RKS | Kosovo | Brodi cascade / Brodi 4 (also Brod) | Brod |  |  | Greenfield |  |  |  |  | 0 | 1.44 |  | none yet | none yet | [8 empty] | planned | N/A |  |  | see Restelica 1 | [12 empty] | None | Preliminary short EIA of SHPPS along Brod and Restelica rivers published by UNDP on 03.02.2012. outlining possible negative impacts on the National Park. | http://ero-ks.org/Vendimet/English/2013/V_572_2013_eng.pdf
RKS | Kosovo | Lepenci cascade / Lepenci 1 | Lepence |  | Hani i Elezit | Greenfield |  | Lepenca river | National strict protected area | Inside | 9.98 | 0 |  | Hidroenergji shpk | not identified |  |  | private | [5 empty] | under construction | N/A | [15 empty] | Not identified | Admitted to support scheme in 2015. | http://ero-ks.org/Vendimet/English/2013/V_557_2013_eng.pdf, http://ero-ks.org/2016/Vendimet/V_754_2016_eng.pdf, http://ero-ks.org/Vendimet/2015/eng/V_682_2015_eng.pdf
RKS | Kosovo | Lepenci cascade / Lepenci 2 | Lepence |  |  | Greenfield |  |  |  |  | 0 | 0.547 |  | none yet | none yet | [8 empty] | planned | N/A | [15 empty] | None | From 2009 potentials study. | http://www.mzhe-ks.net/repository/docs/Final_Reporti__Plote_Nentor_15-Dhjetor_15,_2009_opt.pdf
RKS | Kosovo | Lepenci cascade / Lepenci 3 | Lepence |  | Kacanik | Greenfield |  |  |  |  | 0 | 9.9 |  | Hidroenergji shpk | not identified |  |  | private | [5 empty] | under construction | N/A | [15 empty] | Not identified | On 06.09.2013, the ERO granted a preliminary authorization to Hidroenergji shpk for the 8.5 MW Lepenci 3 HPP. Decision changed in 2017 to 9.998 MW Project listed in the pre-feasibility study identifying water sources for small hydropower plants in Kosovo, 2006, 2009 and 2010. | http://ero-ks.org/Vendimet/English/2013/V_558_2013_eng.pdf, http://ero-ks.org/Vendimet/2015/eng/V_683_2015_eng.pdf, http://ero-ks.org/2017/Vendimet/V_919_2017_eng.pdf
RKS | Kosovo | Lepenci cascade / Lepenci 4 | Lepence |  | Ferizaj | Greenfield |  | Lepenca river | National strict protected area | Inside | 0 | 1.72 |  | none yet | none yet | [8 empty] | potential | N/A | [15 empty] | None | From 2009 potentials study. | http://www.mzhe-ks.net/repository/docs/Final_Reporti__Plote_Nentor_15-Dhjetor_15,_2009_opt.pdf
RKS | Kosovo | Lepenci cascade / Lepenci 5 | Lepence |  |  | Greenfield |  | Lepenca river | National strict protected area | Inside | 0 | 2.795 |  | none yet | none yet | [8 empty] | potential | N/A | [15 empty] | None | From 2009 potentials study. | http://www.mzhe-ks.net/repository/docs/Final_Reporti__Plote_Nentor_15-Dhjetor_15,_2009_opt.pdf
RKS | Kosovo | Lepenci cascade / Lepenci 6 | Lepence |  |  | Greenfield |  |  |  |  | 0 | 2.768 |  | none yet | none yet | [8 empty] | potential | N/A | [15 empty] | None | From 2009 potentials study. | http://www.mzhe-ks.net/repository/docs/Final_Reporti__Plote_Nentor_15-Dhjetor_15,_2009_opt.pdf
RKS | Kosovo | Lepenci cascade / Lepenci 7 | Lepence |  |  | Greenfield |  |  |  |  | 0 | 0.444 |  | none yet | none yet | [8 empty] | potential | N/A | [15 empty] | None | From 2009 potentials study. | http://www.mzhe-ks.net/repository/docs/Final_Reporti__Plote_Nentor_15-Dhjetor_15,_2009_opt.pdf
RKS | Kosovo | Lepenci cascade / Lepenci 8 | Lepence |  | Kacanik | Greenfield |  |  |  |  | 0 | 0.526 |  | none yet | none yet | [8 empty] | potential | N/A | [15 empty] | None | From 2009 potentials study. | http://www.mzhe-ks.net/repository/docs/Final_Reporti__Plote_Nentor_15-Dhjetor_15,_2009_opt.pdf
RKS | Kosovo | Lepenci cascade / Lepenci 9 | Lepence |  | Hani Elezit | Greenfield |  | Lepenca river | National strict protected area | Inside | 0 | 1.185 |  | none yet | none yet | [8 empty] | potential | N/A | [15 empty] | None | From 2009 potentials study. | http://www.mzhe-ks.net/repository/docs/Final_Reporti__Plote_Nentor_15-Dhjetor_15,_2009_opt.pdf
RKS | Kosovo | Iber 1 | Iber |  |  | Greenfield |  |  |  |  | 0 | 0.2 |  | none yet | none yet | [8 empty] | potential | N/A | [15 empty] | None | Project list in the pre-feasibility study identifying water sources for small hydropower plants in Kosovo 2010. | https://mzhe-ks.net/repository/docs/Raporti_FINAL_Nov2,10_Pjesa_e_Katert_opt.pdf
RKS | Kosovo | Iber 2 | Iber |  |  | Greenfield |  |  |  |  | 0 | 0.5 |  | none yet | none yet | [8 empty] | potential | N/A | [15 empty] | None | Project list in the pre-feasibility study identifying water sources for small hydropower plants in Kosovo 2010. | https://mzhe-ks.net/repository/docs/Raporti_FINAL_Nov2,10_Pjesa_e_Katert_opt.pdf
RKS | Kosovo | Iber 3 | Iber |  |  | Greenfield |  |  |  |  | 0 | 0.6 |  | none yet | none yet | [8 empty] | potential | N/A | [15 empty] | None | Project list in the pre-feasibility study identifying water sources for small hydropower plants in Kosovo 2010. | https://mzhe-ks.net/repository/docs/Raporti_FINAL_Nov2,10_Pjesa_e_Katert_opt.pdf
RKS | Kosovo | Iber 4 | Iber |  |  | Greenfield |  |  |  |  | 0 | 0.39 |  | none yet | none yet | [8 empty] | potential | N/A | [15 empty] | None | Project list in the pre-feasibility study identifying water sources for small hydropower plants in Kosovo 2010. | https://mzhe-ks.net/repository/docs/Raporti_FINAL_Nov2,10_Pjesa_e_Katert_opt.pdf
RKS | Kosovo | Llapi 1 | Llapi |  | Podujeve | Greenfield |  |  |  |  | 0 | 0.79 |  | Monten | not identified |  |  | private | [5 empty] | planned | N/A | [15 empty] | Not identified | The water supply for Kosovo A is taken from the Llapi River. Most probably Majanc in old database | http://ero-ks.org/2017/Vendimet/V_897_2017_eng.pdf
RKS | Kosovo | Llapi 2 | Llapi |  | Podujeve | Greenfield |  |  |  |  | 0 | 0.8 |  | Monten | not identified |  |  | private | [5 empty] | planned | N/A | [15 empty] | Not identified |  | http://ero-ks.org/2017/Vendimet/V_898_2017_eng.pdf
RKS | Kosovo | Klina cascade / Klina 1 | Klina |  | Kline | Greenfield |  |  |  |  | 0 | 0.46 |  | none | none | [8 empty] | potential | N/A | [15 empty] | None | Project list in the pre-feasibility study identifying water sources for small hydropower plants in Kosovo 2010. | https://mzhe-ks.net/repository/docs/Raporti_FINAL_Nov2,10_Pjesa_e_Katert_opt.pdf
RKS | Kosovo | Klina cascade / Klina 2 | Klina |  |  | Greenfield |  |  |  |  | 0 | 0.47 |  | none | none | [8 empty] | potential | N/A | [15 empty] | None | Project list in the pre-feasibility study identifying water sources for small hydropower plants in Kosovo 2010. | https://mzhe-ks.net/repository/docs/Raporti_FINAL_Nov2,10_Pjesa_e_Katert_opt.pdf
RKS | Kosovo | Morava e Binces cascade / Morava e Binces 1 / Binca 1 | Morava e Binces |  | Viti | Greenfield |  |  |  |  | 0 | 1 |  | Eko-Energji | not identified |  |  | private | [5 empty] | planned | N/A | [15 empty] | Not identified | Capacity formerly 0.6 MW | http://ero-ks.org/2017/Vendimet/V_892_2017_eng.pdf, http://ero-ks.org/Vendimet/2015/eng/V_737_2015_eng.pdf
RKS | Kosovo | Morava e Binces cascade / Morava e Binces 2 | Morava e Binces |  |  | Greenfield |  |  |  |  | 0 | 0.174 |  | none | none | [8 empty] | potential | N/A | [15 empty] | None | Project list in the pre-feasibility study identifying water sources for small hydropower plants in Kosovo 2010. | https://mzhe-ks.net/repository/docs/Raporti_FINAL_Nov2,10_Pjesa_e_Katert_opt.pdf
RKS | Kosovo | Nerodime cascade / Nerodime 1 | Nerodime |  | Ferizaj | Greenfield |  | possibly Nerodime River Bifurcation reserve |  |  | 0 | 0.17 |  | none | none | [8 empty] | potential | N/A | [15 empty] | None | Project list in the pre-feasibility study identifying water sources for small hydropower plants in Kosovo 2010. | https://mzhe-ks.net/repository/docs/Raporti_FINAL_Nov2,10_Pjesa_e_Katert_opt.pdf
RKS | Kosovo | Nerodime cascade / Nerodime 2 | Nerodime |  |  | Greenfield |  | possibly Nerodime River Bifurcation reserve |  |  | 0 | 0.13 |  | none | none | [8 empty] | potential | N/A | [15 empty] | None | Project list in the pre-feasibility study identifying water sources for small hydropower plants in Kosovo 2010. | https://mzhe-ks.net/repository/docs/Raporti_FINAL_Nov2,10_Pjesa_e_Katert_opt.pdf
RKS | Kosovo | Nerodime cascade / Nerodime 3 | Nerodime |  |  | Greenfield |  | possibly Nerodime River Bifurcation reserve |  |  | 0 | 0.12 |  | none | none | [8 empty] | potential | N/A | [15 empty] | None | Project list in the pre-feasibility study identifying water sources for small hydropower plants in Kosovo 2010. | https://mzhe-ks.net/repository/docs/Raporti_FINAL_Nov2,10_Pjesa_e_Katert_opt.pdf
RKS | Kosovo | Cajlana 1 | Cajlana |  |  | Greenfield |  |  |  |  | 0 | 0.389 |  | none | none | [8 empty] | potential | N/A | [15 empty] | None | Project list in the pre-feasibility study identifying water sources for small hydropower plants in Kosovo 2010. | https://mzhe-ks.net/repository/docs/Raporti_FINAL_Nov2,10_Pjesa_e_Katert_opt.pdf
RKS | Kosovo | Drenica 1 | Drenica |  | Shtime | Greenfield |  |  |  |  | 0 | 0.11 |  | none | none | [8 empty] | potential | N/A | [15 empty] | None | Project list in the pre-feasibility study identifying water sources for small hydropower plants in Kosovo 2010. | https://mzhe-ks.net/repository/docs/Raporti_FINAL_Nov2,10_Pjesa_e_Katert_opt.pdf
RKS | Kosovo | Reka e Aliages cascade / Reka e Aliages 1 | Reka e Aliage |  | Istog | Greenfield |  | Reka e Aliages Bjeshket e Nemuna National Park | Emerald National Park Other protected area | Inside | 0 | 1.197 |  | none | none | [8 empty] | potential | N/A | [15 empty] | None | Project list in the pre-feasibility study identifying water sources for small hydropower plants in Kosovo 2010. | https://mzhe-ks.net/repository/docs/Raporti_FINAL_Nov2,10_Pjesa_e_Katert_opt.pdf
RKS | Kosovo | Reka e Aliages cascade / Reka e Aliages 2 | Reka e Aliage |  |  | Greenfield |  | Reka e Aliages Bjeshket e Nemuna National Park | Emerald National Park Other protected area | Inside | 0 | 0.763 |  | none | none | [8 empty] | potential | N/A | [15 empty] | None | Project list in the pre-feasibility study identifying water sources for small hydropower plants in Kosovo 2010. | https://mzhe-ks.net/repository/docs/Raporti_FINAL_Nov2,10_Pjesa_e_Katert_opt.pdf
RKS | Kosovo | Drini i Bardhe 1 | Drini i Bardhe |  |  | Greenfield |  |  |  |  | 0 | 2.032 |  | none | none | [8 empty] | potential | N/A | [15 empty] | None | Sadik Llapashtica is a shareholder and General Director of DRINI I BARDHE SHA. Project list in the pre-feasibility study identifying water sources for small hydropower plants in Kosovo 2010. | https://al.linkedin.com/pub/sadik-llapashtica/3a/1a8/320, https://mzhe-ks.net/repository/docs/Raporti_FINAL_Nov2,10_Pjesa_e_Katert_opt.pdf
RKS | Kosovo | Jabllanica | Drini i Bardhe |  | Kline | Greenfield |  |  |  |  | 0 | 1.011 |  | none | none | [8 empty] | potential | N/A | [15 empty] | None | Project list in the pre-feasibility study identifying water sources for small hydropower plants in Kosovo 2010. | https://mzhe-ks.net/repository/docs/Raporti_FINAL_Nov2,10_Pjesa_e_Katert_opt.pdf
RKS | Kosovo | Lepenci II cascade / Lepenci II-1 | Lepenci |  | Kaqanike | Greenfield |  |  | National strict protected area | Inside | 0 | 3.58 |  | none | none | [8 empty] | potential | N/A | [15 empty] | None | Project list in the pre-feasibility study identifying water sources for small hydropower plants in Kosovo 2010. | https://mzhe-ks.net/repository/docs/Raporti_FINAL_Nov2,10_Pjesa_e_Katert_opt.pdf
RKS | Kosovo | Lepenci II cascade / Lepenci II-2 | Lepenci |  |  | Greenfield |  |  | National strict protected area | Inside | 0 | 2.814 |  | none | none | [8 empty] | potential | N/A | [15 empty] | None | Project list in the pre-feasibility study identifying water sources for small hydropower plants in Kosovo 2010. | https://mzhe-ks.net/repository/docs/Raporti_FINAL_Nov2,10_Pjesa_e_Katert_opt.pdf
RKS | Kosovo | Lepenci II cascade / Lepenci II-3 | Lepenci |  |  | Greenfield |  |  | National strict protected area | Inside | 0 | 6.07 |  | none | none | [8 empty] | potential | N/A | [15 empty] | None | Project list in the pre-feasibility study identifying water sources for small hydropower plants in Kosovo 2010. | https://mzhe-ks.net/repository/docs/Raporti_FINAL_Nov2,10_Pjesa_e_Katert_opt.pdf
RKS | Kosovo | Prizreni cascade / Prizreni 1 | Lumëbardhi i Prizrenit |  |  | Greenfield |  | Lumebardhi i Prizreni river | National strict protected area | Inside | 0 | 1.145 |  | none | none | [8 empty] | potential | N/A | [15 empty] | None | Project list in the pre-feasibility study identifying water sources for small hydropower plants in Kosovo 2010. | https://mzhe-ks.net/repository/docs/Raporti_FINAL_Nov2,10_Pjesa_e_Katert_opt.pdf
RKS | Kosovo | Prizreni cascade / Prizreni 2 | Lumëbardhi i Prizrenit |  |  | Greenfield |  | Lumebardhi i Prizreni river | National strict protected area | Inside | 0 | 2.989 |  | none | none | [8 empty] | potential | N/A | [15 empty] | None | Project list in the pre-feasibility study identifying water sources for small hydropower plants in Kosovo 2010. | https://mzhe-ks.net/repository/docs/Raporti_FINAL_Nov2,10_Pjesa_e_Katert_opt.pdf
RKS | Kosovo | Prizreni cascade / Prizreni 4 | Lumëbardhi i Prizrenit |  | Prizen | Greenfield |  | Lumebardhi i Prizreni river Mali Sharr National Park | National Park | Inside | 0 | 2.83 |  | gEnCi | not identified |  |  | private | [5 empty] | planned | N/A | [15 empty] | Not identified |  | http://ero-ks.org/2016/Vendimet/V_858_2016_eng.pdf
RKS | Kosovo | Prizreni cascade / Prizreni 5 | Lumëbardhi i Prizrenit |  | Prizen | Greenfield |  | Lumebardhi i Prizreni river | National strict protected area | Inside | 0 | 2.843 |  | none | none | [8 empty] | potential | N/A | [15 empty] | None | Project list in the pre-feasibility study identifying water sources for small hydropower plants in Kosovo 2010. | https://mzhe-ks.net/repository/docs/Raporti_FINAL_Nov2,10_Pjesa_e_Katert_opt.pdf
RKS | Kosovo | Prizreni cascade / Prizreni 6 | Lumëbardhi i Prizrenit |  |  | Greenfield |  |  | Emerald Other protected area | Inside | 0 | 1.193 |  | none | none | [8 empty] | potential | N/A | [15 empty] | None | Project list in the pre-feasibility study identifying water sources for small hydropower plants in Kosovo 2010. | https://mzhe-ks.net/repository/docs/Raporti_FINAL_Nov2,10_Pjesa_e_Katert_opt.pdf
RKS | Kosovo | Prizreni cascade / Prizreni 7 | Lumëbardhi i Prizrenit |  | Peje | Greenfield |  |  | Emerald Other protected area | Inside | 0 | 1.663 |  | none | none | [8 empty] | planned | N/A | [15 empty] | None | Project list in the pre-feasibility study identifying water sources for small hydropower plants in Kosovo 2010. | https://mzhe-ks.net/repository/docs/Raporti_FINAL_Nov2,10_Pjesa_e_Katert_opt.pdf
RKS | Kosovo | Prizreni cascade / Prizreni 8 | Lumëbardhi i Prizrenit |  | Prizren | Greenfield |  |  | National Park | Inside | 0 | 2.1 |  | gEnCi | not identified |  |  | private | [5 empty] | planned | N/A | [15 empty] | Not identified |  | http://ero-ks.org/2016/Vendimet/V_857_2016_eng.pdf
RKS | Kosovo | Prizreni cascade / Prizreni 9 | Lumëbardhi i Prizrenit |  | Prizren | Greenfield |  |  |  |  | 0 | 1.93 |  | gEnCi | not identified |  |  | private | [5 empty] | planned | N/A | [15 empty] | Not identified |  | http://ero-ks.org/2016/Vendimet/V_856_2016_eng.pdf
RKS | Kosovo | Peja cascade / Peja 4 | Lumëbardhi i Pejës |  |  | Greenfield |  |  | Emerald National Park | Inside | 0 | 0.768 |  | none | none | [8 empty] | potential | N/A | [15 empty] | None | Project list in the pre-feasibility study identifying water sources for small hydropower plants in Kosovo 2010. | https://mzhe-ks.net/repository/docs/Raporti_FINAL_Nov2,10_Pjesa_e_Katert_opt.pdf
RKS | Kosovo | Peja cascade / Peja 5 | Lumëbardhi i Pejës |  |  | Greenfield |  |  | Emerald National Park | Inside | 0 | 1.329 |  | none | none | [8 empty] | potential | N/A | [15 empty] | None | Project list in the pre-feasibility study identifying water sources for small hydropower plants in Kosovo 2010. | https://mzhe-ks.net/repository/docs/Raporti_FINAL_Nov2,10_Pjesa_e_Katert_opt.pdf
RKS | Kosovo | Peja cascade / Peja 6 | Lumëbardhi i Pejës |  |  | Greenfield |  |  | Emerald National Park | Inside | 0 | 1.196 |  | none | none | [8 empty] | potential | N/A | [15 empty] | None | Project list in the pre-feasibility study identifying water sources for small hydropower plants in Kosovo 2010. | https://mzhe-ks.net/repository/docs/Raporti_FINAL_Nov2,10_Pjesa_e_Katert_opt.pdf
RKS | Kosovo | Peja cascade / Peja 7 | Lumëbardhi i Pejës |  |  | Greenfield |  |  | Emerald National Park | Inside | 0 | 1.054 |  | none | none | [8 empty] | potential | N/A | [15 empty] | None | Project list in the pre-feasibility study identifying water sources for small hydropower plants in Kosovo 2010. | https://mzhe-ks.net/repository/docs/Raporti_FINAL_Nov2,10_Pjesa_e_Katert_opt.pdf
RKS | Kosovo | Peja cascade / Peja 8 | Lumëbardhi i Pejës |  |  | Greenfield |  |  | Emerald National Park | Inside | 0 | 0.927 |  | none | none | [8 empty] | potential | N/A | [15 empty] | None | Project list in the pre-feasibility study identifying water sources for small hydropower plants in Kosovo 2010. | https://mzhe-ks.net/repository/docs/Raporti_FINAL_Nov2,10_Pjesa_e_Katert_opt.pdf
RKS | Kosovo | Peja cascade / Peja 9 | Lumëbardhi i Pejës |  |  | Greenfield |  |  | Emerald National Park | Inside | 0 | 0.357 |  | none | none | [8 empty] | potential | N/A | [15 empty] | None | Project list in the pre-feasibility study identifying water sources for small hydropower plants in Kosovo 2010. | https://mzhe-ks.net/repository/docs/Raporti_FINAL_Nov2,10_Pjesa_e_Katert_opt.pdf
RKS | Kosovo | Peja cascade / Peja 10 | Lumëbardhi i Pejës |  |  | Greenfield |  |  | Emerald National strict protected area Other protected area | Inside | 0 | 1.715 |  | none | none | [8 empty] | potential | N/A | [15 empty] | None | Project list in the pre-feasibility study identifying water sources for small hydropower plants in Kosovo 2010. | https://mzhe-ks.net/repository/docs/Raporti_FINAL_Nov2,10_Pjesa_e_Katert_opt.pdf
RKS | Kosovo | Peja cascade / Peja 11 | Lumëbardhi i Pejës |  |  | Greenfield |  |  |  |  | 0 | 0.848 |  | none | none | [8 empty] | potential | N/A | [15 empty] | None | Project list in the pre-feasibility study identifying water sources for small hydropower plants in Kosovo 2010. | https://mzhe-ks.net/repository/docs/Raporti_FINAL_Nov2,10_Pjesa_e_Katert_opt.pdf
RKS | Kosovo | Albaniku cascade / Albaniku 1 | Bistrica |  | Mitrovica | Greenfield |  |  |  |  | 0 | 1.9 |  | Hydro-line sh.p.k | not identified |  |  | private | [5 empty] | under construction | N/A | [15 empty] | Not identified | The capacity was formerly 6.8 MW. | http://ero-ks.org/2017/Vendimet/V_889_2017_eng.pdf, http://ero-ks.org/Vendimet/2015/eng/V_734_2015_eng.pdf
RKS | Kosovo | Albaniku cascade / Albaniku 2 | Bistrica |  | Mitrovica | Greenfield |  |  |  |  | 0 | 3.6 |  | Hydro-line sh.p.k | not identified |  |  | private | [5 empty] | under construction | N/A | [15 empty] | Not identified | Capacity formerly 9.85 MW | http://ero-ks.org/2016/Vendimet/V_757_2016_eng.pdf, http://ero-ks.org/Vendimet/2015/eng/V_735_2015_eng.pdf
RKS | Kosovo | Albaniku cascade / Albaniku 3 - Shala Bajgores | Bistrica | Drinhe Bardhe | Mitrovica | Greenfield |  |  |  |  | 4.27 | 0 | 24000 | Hydro-line sh.p.k | not identified |  |  | private |  |  |  |  | WWS Wasserkraft GmbH & Co KG (Austria) | operational<5 | 2016 | [15 empty] | Not identified |  | http://hydroline-ks.com/certifikimet.html, http://ero-ks.org/2017/Publikimet/Statement%20of%20Security%20of%20Supply%20for%20Kosovo%20(Electricity_Gas_Oil)_2015-2016.pdf, https://www.wbif.eu/content/stream/Sites/website/library/WBEC-REG-ENE-01-BR-1-Role-of-hydropower-04.12b.pdf
RKS | Kosovo | Albaniku cascade / Albaniku 4 |  |  | Mitrovica | Greenfield |  |  |  |  | 0 | 1.1 |  | Hydro-line sh.p.k | not identified |  |  | private | [5 empty] | under construction | N/A | [15 empty] | Not identified | Capacity previously 6.2 MW | http://ero-ks.org/2017/Vendimet/V_890_2017_eng.pdf, http://ero-ks.org/Vendimet/2015/eng/V_736_2015_eng.pdf
RKS | Kosovo | Dobrushte |  |  | Prizren | Greenfield |  |  |  |  | 0 | 9.9 |  | Drini i Bardhe sha | not identified |  |  | private | [5 empty] | planned | N/A | [15 empty] | Not identified |  | ero-ks.org/Vendimet/2015/sq/V_696_2015.pdf
RKS | Kosovo | Bitinje (also Bitinja) | Lepenc |  | Shterpce | Greenfield |  |  | National strict protected area | Inside | 0 | 2.1 |  | Matkos - Group shpk | not identified |  |  | private | [5 empty] | under construction | N/A | [15 empty] | Not identified | ERO in 2014 approved the merging of HPP Bitinje with a capacity of 2.1 MW and HPP Vica with a capacity of 2.5 MW, into one hydro power plant, HPP Vica with a total capacity of 4.6 MW. However in 2015 they were again mentioned separately in an ERO decision. | http://ero-ks.org/Vendimet/English/2014/V_660_2014_eng.pdf, http://ero-ks.org/Vendimet/2015/eng/V_689_2015_eng.pdf
RKS | Kosovo | Vica /Viqa | Lepenc |  | Shterpce | Greenfield |  |  |  |  | 0 | 4.6 |  | Matkos - Group shpk | not identified |  |  | private | [5 empty] | under construction | N/A | [15 empty] | Not identified | Capacity in preliminary authorisation was 2.5 MW. GIEK was interested in providing a guarantee but did not go ahead (e-mail communication with GIEK, 11 January 2018) | http://ero-ks.org/Vendimet/English/2014/V_660_2014_eng.pdf, ero-ks.org/2016/Vendimet/V_858_2016_eng.pdf, https://www.giek.no/responsible-business-conduct/, http://ero-ks.org/Vendimet/2015/eng/V_689_2015_eng.pdf
RKS | Kosovo | Sharri | Lepenc |  | Shterpce | Greenfield |  |  |  |  | 0 | 6.4 |  | Matkos - Group shpk | not identified | [8 empty] | under construction | N/A | [15 empty] | Not identified | Capacity formerly 5.5 MW | http://ero-ks.org/2016/Vendimet/V_759_2016_eng.pdf, http://ero-ks.org/Vendimet/2015/eng/V_688_2015_eng.pdf
RKS | Kosovo | Radac (also Radavci) |  |  | Near Drini i Bardhe spring | Rehabilitation |  | Drini i Bardhe river | Emerald National strict protected area | Inside | 1 | 0 |  | Triangle General Contractors, Inc | [8 empty] | VAP Hydro (Bulgaria) | operational>10 | 1931 | [15 empty] | N/A | Rehabilitated in 2010 and transfered by Triangle General Contractors, Inc (USA) Triangle General Contractors, Inc (USA) won a tender for rehabilitation of the Burim HPP and signed a 20 year contract with KEK JSC. Florin Krasniqi, a Kosovar-Albanian-born American businessman, former arms smuggler for the Kosovo Liberation Army and deputy parliamentarian for the Vetëvendosje! political party in the Kosovo Assembly established the Traingle General Contractors, inc (USA). In his 2012 income statement he admitted he holds 25% of the company shares. | http://www.docin.com/p-430756714.html; https://webcache.googleusercontent.com/search?q=cache:EbXAgbN7vAoJ:preportr.com/en-us/Public-assets-and-privatization/Kosovo-Corruption-Corporation-KEK-176+&cd=4&hl=en&ct=clnk&gl=cz; http://kek-energy.com/doc/gazeta/KEK_110.pdf, http://ero-ks.org/2017/Publikimet/Statement%20of%20Security%20of%20Supply%20for%20Kosovo%20(Electricity_Gas_Oil)_2015-2016.pdf
RKS | Kosovo | Decan cascade / Lumebardhi 2/Lumebardhi 2 |  |  | Decan | Greenfield |  |  |  |  | 0 | 5.5 |  | KelKos Energy shpk | Kelag International | Austria |  | private | [5 empty] | under construction | N/A | [15 empty] | Not identified |  | http://ero-ks.org/2016/Vendimet/V_863_2016_eng.pdf, http://ero-ks.org/2016/Vendimet/V_763_2016_eng.pdf
RKS | Kosovo | Soponica 1 | Lepenc |  |  | Greenfield |  |  |  |  | 0 | 1.3 |  | 2 Korriku LLC | not identified |  |  | private | [5 empty] | under construction | N/A | [15 empty] | Not identified |  | http://ero-ks.org/2017/Vendimet/V_880_2017_Decision%20on%20Final%20Authorization%20-%202%20KORRIKU%20LLC%20-%20HPP%20SOPONICA%20-%201%203%20MW%20(2).pdf, http://ero-ks.org/2016/Vendimet/V_766_2016_eng.pdf
RKS | Kosovo | Soponica 2 | Lepenc |  | Kacanik | Greenfield |  |  |  |  | 0 | 3 |  | Hidro Forca | not identified |  |  | private | [5 empty] | planned | N/A | [15 empty] | Not identified | Causing discontent among local people | http://www.koha.net/arberi/9243/hec-et-qe-fusin-percarje-nder-fshatare-dhe-shkaterrojne-mjedisin/, http://ero-ks.org/2016/Vendimet/V_855_2016_eng.pdf
RKS | Kosovo | Kotlina 1 | Kotline |  | Kacanik | Greenfield |  |  |  |  | 0 | 2.4 |  | AFA Energy LLC | not identified |  |  | private | [5 empty] | planned | N/A | [15 empty] | Not identified | Causing discontent among local people | http://www.koha.net/arberi/9243/hec-et-qe-fusin-percarje-nder-fshatare-dhe-shkaterrojne-mjedisin/, http://ero-ks.org/2017/Vendimet/V_884_2017_Decision%20on%20Extension%20of%20Notification%20for%20Preliminary%20Authorization%20-%20AFA%20ENERGY%20SHPK%20%20KOTLINA%201%20-%20Copy.pdf, http://ero-ks.org/2016/Vendimet/V_769_2016_eng.pdf
RKS | Kosovo | Kotlina 2 | Kotline |  | Kacanik | Greenfield |  |  |  |  | 0 | 2.7 |  | AFA Energy LLC | not identified |  |  | private | [5 empty] | planned | N/A | [15 empty] | Not identified |  | http://ero-ks.org/2017/Vendimet/V_885_2017_Decision%20on%20Extension%20of%20Notification%20for%20Preliminary%20Authorization%20-%20AFA%20ENERGY%20SHPK%20%20KOTLINA%202.pdf, http://ero-ks.org/2016/Vendimet/V_770_2016_eng.pdf
RKS | Kosovo | Lubinje | Lumbardhi i Prizrenit |  | Prizren | Greenfield |  |  |  |  | 0 | 3.5 |  | Ceta General Invest Group | not identified |  |  | private | [5 empty] | planned | N/A | [15 empty] | Not identified |  | http://ero-ks.org/2017/Vendimet/V_883_2017_Decision%20on%20Extension%20of%20Notification%20on%20Preliminary%20Authorization%20-%20CETA%20INVEST%20GROUP%20(2).pdf, http://ero-ks.org/2016/Vendimet/V_771_2016_eng.pdf
RKS | Kosovo | Strazha/Strazhe |  |  | Kacanik | Greenfield |  |  |  |  | 0 | 1.08 |  | Hidro Forca | not identified |  |  | private | [5 empty] | planned | N/A | [15 empty] | Not identified |  | http://ero-ks.org/2017/Vendimet/V_895_2017_eng.pdf
RKS | Kosovo | Bresana | Bresana |  | Dragash | Greenfield |  |  |  |  | 0 | 0.3 |  | Dilli-Com | not identified |  |  | private | [5 empty] | planned | N/A | [15 empty] | Not identified |  | http://ero-ks.org/2016/Vendimet/V_806_2016_eng.pdf
RKS | Kosovo | Radoniqi |  |  | Gjakova | Greenfield |  |  |  |  | 0 | 0.43 |  | Fidani Water Energy | not identified |  |  | private | [5 empty] | planned | N/A | [15 empty] | Not identified |  | http://ero-ks.org/2016/Vendimet/V_811_2016_eng.pdf
RKS | Kosovo | Kovaqic III |  |  | Kacanik | Greenfield |  |  |  |  | 0 | 3 |  | Matkos - Group shpk | not identified |  |  | private | [5 empty] | under construction | N/A | [15 empty] | Not identified | Accepted to support scheme in 2015 | http://ero-ks.org/Vendimet/2015/eng/V_687_2015_eng.pdf
RKS | Kosovo | Kamenic IV |  |  | Kacanik | Greenfield |  |  |  |  | 0 | 3.4 |  | Matkos - Group shpk | not identified |  |  | private | [5 empty] | under construction | N/A | [15 empty] | Not identified | Accepted to support scheme in 2015 | http://ero-ks.org/Vendimet/2015/eng/V_687_2015_eng.pdf
RKS | Kosovo | Doganaj V |  |  | Kacanik | Greenfield |  |  |  |  | 0 | 3.2 |  | Matkos - Group shpk | not identified |  |  | private | [5 empty] | under construction | N/A | [15 empty] | Not identified | Accepted to support scheme in 2015 | http://ero-ks.org/Vendimet/2015/eng/V_687_2015_eng.pdf
MK_HP_364 | Macedonia | Matka 1 | Treska | Vardar |  | Rehabilitation |  |  | National strict protected area Emerald | Inside | 9.6 | 0 |  | EVN Macedonia | EVN AG 90% | Austria | The province of Lower Austria 51% | public |  |  |  |  | HYDROPOL Project & Management as | operational>10 | 1938 | EUR | 10 | 10 | 10 | [11 empty] | Yes | This is an upgrade and doubling of capacity of an existing plant, completed in 2008. Concession for BOT (Build–operate–transfer) rehabilitation awareded to Hydropol, Czech Republic 2009-2013. Hydropol estimates the investment at 10 mil EUR. In 2013, EVN Macedonia gained control over its seven small hydro power plants that were given under concession to Czech company Hydropol in 2002. | https://evn.mk/Za-nas/Proizvodstvo.aspx http://www.hydropol.cz/competence/main-projects-2001-2012/matka http://24vesti.mk/evn-makedonija-go-prezede-upravuvanjeto-so-malite-hidrocentrali?quicktabs_popularna_sodrzina=2
MK_HP_365 | Macedonia | Vrben | Korab | Vardar |  | Existing |  | Mavrovo | National Park | Inside | 12.8 | 0 |  | AD Elektrani na Makedonija (ELEM) | Government of Macedonia |  | 100% | public | [5 empty] | operational>10 | 1959 |  |  | see Vrutok |  | MK-MDB | International Bank for Reconstruction and Development (IBRD) | Completed | credit | see Vrutok | [6 empty] | Yes | The first phase of rehabilitation took place 1998-2004. JSC ELEM invested 30 million EUR, funds provided by the World Bank, in the revitalisation of the big hydro power plants, during the period between 2000 and 2005. | http://www.elem.com.mk/?page_id=1840&lang=en; http://www.worldbank.org/projects/P042399/power-system-improvement-project?lang=en
MK_HP_392 | Macedonia | Shpilje (also Spilje) | Crn Drim/Radika | Crn Drim | Debar | Rehabilitation |  |  |  |  | 84 | 0 |  | AD Elektrani na Makedonija (ELEM) | Government of Macedonia |  | 100% | public | [5 empty] | operational>10 | 1969 |  |  | see Vrutok |  | MK-MDB | International Bank for Reconstruction and Development (IBRD) | Completed | credit | see Vrutok | [6 empty] | Yes | see Vrben | http://www.worldbank.org/projects/P042399/power-system-improvement-project?lang=en, http://www.elem.com.mk/?page_id=1849&lang=en
MK_HP_394 | Macedonia | Boskov Most | Mala Reka | Crn Drim | Debar | Greenfield |  | Mavrovo | National park Other protected area | Inside | 0 | 68 |  | AD Elektrani na Makedonija (ELEM) | Government of Macedonia |  | 100% | public |  |  |  |  | Paul Rizzo & Associates Company (USA) | planned | N/A |  |  | 65 | 42 | MK-MDB | European Bank for Reconstruction and Development (EBRD) | Cancelled | credit and equity | 84 | [6 empty] | Yes | EBRD Finance originally considered - EUR 65 million: sovereign guaranteed loan + EUR 19 million: ELEM equity. EBRD cumulative project overview mentions only the EUR 65 million loan, signed 10.11.2011. Cancelled in early 2017. | http://www.elem.com.mk/2011/start.html, http://www.elem.com.mk/?page_id=1964&lang=en http://www.ebrd.com/work-with-us/projects/psd/boskov-most-hydro-power-project.html
MK_HP_395 | Macedonia | Tikves | Crna | Vardar | Kavadarci | Rehabilitation |  |  |  |  | 113 | 0 |  | AD Elektrani na Makedonija (ELEM) | Government of Macedonia |  | 100% | public | [5 empty] | operational>10 | 1968 |  |  | see Vrutok |  | MK-MDB | International Bank for Reconstruction and Development (IBRD) | Completed | credit | see Vrutok | [6 empty] | Yes | see Vrben | http://www.elem.com.mk/?page_id=1862&lang=en
MK_HP_396 | Macedonia | Vardar cascade / Gradec | Vardar | Vardar |  | Greenfield |  |  |  |  | 0 | 55.2 | 243000 | AD Elektrani na Makedonija (ELEM) | Government of Macedonia |  | 100% | public | [5 empty] | planned | N/A | [15 empty] | None |  | http://www.elem.com.mk/?page_id=1981&lang=en
MK_HP_397 | Macedonia | Sveta Petka (Matka 2) | Treska | Vardar |  | Greenfield |  |  | National strict protected area Emerald | Inside | 36.4 |  |  | AD Elektrani na Makedonija (ELEM) | Government of Macedonia |  | 100% | public |  |  |  |  | Rico (Slovenia); Beton (Macedonia); Granit (Macedonia) | operational<5 | 2012 |  |  | 75 | 15 | [5 empty] | Depfa Bank (Hypo) | Completed | 41 |  |  |  | Yes | Slovenian "Riko" started with its share of work in June 2006, but problems and delays accompanied the construction. The company might have had wrong cost estimate. The media reported that "corporate officials say that in building Matka 2 they will need more money than they previously planned". Riko had a credit with Depfa Bank (Ireland) and guarantees from the Government of Macedonia. | http://www.vibilia.rs/dokument_new.php?s=vesti&ID=5009134&lang=en; http://business.highbeam.com/436250/article-1G1-206174091/riko-wishes-build-4-power-stations-macedonia; http://www.mia.mk/en/Inside/RenderSingleNews/353/131808177?pageID=1; http://www.elem.com.mk/2011/start.html, http://146.255.84.91/node/306, http://www.riko.si/en/news?id=716
MK_HP_398 | Macedonia | Cebren | Crna | Vardar | Manastir | Greenfield |  | Crna | National strict protected area Emerald Other protected area | Inside | 0 | 332 | 840000 | None yet | None yet | [8 empty] | potential | N/A |  |  |  |  | MK-MDB | International Finance Corporation (IFC) | Completed | advisory services | [7 empty] | Yes | Feasibility Studies developed in 2004 under the EU funded Phare Program. IFC performing PPP Transaction Advisory. Macedonia has to pay EUR 100,000 for the services. In December 2013, Macedonian government announced the tenth tender for the Cebren and Galiste HPPs. | http://serbia-energy.eu/macedonia-gov-restarts-hpp-cebren-and-galiste-tenders-333192mw-strategic-partners-expected/, http://www.elem.com.mk/wp-content/uploads/2017/08/Cebren_-eng17.pdf
MK_HP_399 | Macedonia | Skocivir | Crna | Vardar | Skocivir | Unclear | [7 empty] | not identified | not identified | [8 empty] | unclear | N/A | [15 empty] | None | No information available | No information available
MK_HP_400 | Macedonia | Vardar cascade / Veles | Vardar | Vardar | Veles | Greenfield |  |  |  |  | 0 | 93.1 |  | AD Elektrani na Makedonija (ELEM) | Government of Macedonia 100% |  |  | public | [5 empty] | planned | N/A | [15 empty] | None | In March 2014 the Macedonian Government announced that the Vardar Valley project has failed. According to the feasibility study conducted by ELEM, EUR 1.9 billion is needed to implement the project. In April 2011 the Macedonian government signed an MoU with China International Water & Electric Corp. (CWE) and the Chinese Development Bank (CDB) for the construction of 12 hydropower plants along the Vardar river. The project was to be funded by the Government (15%) and CDB credit (85%). According to estimates, CDB was to provide a loan for EUR 1.275 billion, with the Government providing the remaining EUR 225 million. | http://www.elem.com.mk/?page_id=1991&lang=en, http://www.elem.com.mk/wp-content/uploads/2017/04/Vardar_Valley_2015_EN.pdf, https://renewablesnow.com/news/macedonia-says-to-get-1-3-bln-euro-from-china-development-bank-for-hydro-power-project-186012/, http://www.independent.mk/articles/2863/Macedonia+Vardar+Valley+Energy+Project+Fails+Again#sthash.DKVrUA2Y.dpuf, http://www.infoeuropa.md/files/raportul-anual-privind-etapa-implementarii-tratatului-de-instituire-a-comunitatii-energiei.pdf
MK_HP_401 | Macedonia | Galiste | Crna | Vardar |  | Greenfield |  |  |  |  | 0 | 193.5 | 262500 | None yet | None yet | [8 empty] | potential | N/A |  |  |  |  | MK-MDB | International Finance Corporation (IFC) | Completed | advisory services | [7 empty] | Yes | See Cebren. Feasibility Studies developed in 2004 under the EU funded Phare Program.IFC performing PPP Transaction Advisory. Macedonia has to pay EUR 100,000 for the services. In December 2013, Macedonian government announced the tenth tender for the Cebren and Galiste HPPs. | http://limun.hr/en/main.aspx?id=666242; http://serbia-energy.eu/macedonia-gov-restarts-hpp-cebren-and-galiste-tenders-333192mw-strategic-partners-expected/, http://www.elem.com.mk/?page_id=1974&lang=en
MK_HP_402 | Macedonia | Vrutok | Korab | Vardar |  | Rehabilitation |  |  |  |  | 165.6 | 0 | 350000 | AD Elektrani na Makedonija (ELEM) | Government of Macedonia |  | 100% | public |  |  |  |  | Andritz Hydro (Austria); Etra Kolektor (Slovenia) | operational>10 | 1957 | USD | 52 (phase 1) | 21.45 |  | MK-MDB | International Bank for Reconstruction and Development (IBRD) | Completed | credit | 26 | [6 empty] | Yes | The first phase of the rehabilitation took place 1998-2004. JSC ELEM invested 30 million EUR, funds provided by the World Bank, in the revitalisation of the big hydro power plants, during the period between 2000 and 2005. | http://www.elem.com.mk/images/stories/godisni%20izvestai/Annual_Report_2012-%20ENG.pdf; http://www.worldbank.org/projects/P042399/power-system-improvement-project?lang=en, http://www.elem.com.mk/?page_id=1840&lang=en
MK_HP_403 | Macedonia | Raven | Korab | Vardar |  | Rehabilitation |  |  |  |  | 21 | 0 | 42000 | AD Elektrani na Makedonija (ELEM) | Government of Macedonia |  | 100% | public |  |  |  |  | Andritz Hydro (Austria); Etra Kolektor (Slovenia) | operational>10 | 1959 |  |  | see Vrutok |  | MK-MDB | International Bank for Reconstruction and Development (IBRD) | Completed | credit | see Vrutok | [6 empty] | Yes | The first phase of the rehabilitation took place 1998-2004. JSC ELEM invested 30 million EUR, funds provided by the World Bank, in the revitalisation of the big hydro power plants, during the period between 2000 and 2005. | http://www.elem.com.mk/images/stories/godisni%20izvestai/Annual_Report_2012-%20ENG.pdf; http://www.worldbank.org/projects/P042399/power-system-improvement-project?lang=en, http://www.elem.com.mk/?page_id=1840&lang=en
MK_HP_585 | Macedonia | Globocica | Crn Drim | Crn Drim |  | Rehabilitation |  |  |  |  | 42 | 0 | 180000 | AD Elektrani na Makedonija (ELEM) | Government of Macedonia |  | 100% | public | [5 empty] | operational>10 | 1965 |  |  | see Vrutok |  | MK-MDB | International Bank for Reconstruction and Development (IBRD) | Completed | credit | see Vrutok | [6 empty] | Yes | The first phase of the rehabilitation took place 1998-2004. JSC ELEM invested 30 million EUR, funds provided by the World Bank, in the revitalisation of the big hydro power plants, during the period between 2000 and 2005. | http://www.elem.com.mk/?page_id=1856&lang=en
MK_HP_586 | Macedonia | Pena (old) | Pena | Vardar |  | Existing |  |  |  |  | 3.3 | 0 |  | EVN Macedonia | EVN AG 90% | Austria | The province of Lower Austria 51% | [6 empty] | operational>10 | 1927 | [15 empty] | N/A | In 2013, EVN Macedonia gained control over seven small hydro power plants that were given under concession to Czech company Hydropol in 2002. | http://renewables.seenews.com/news/evn-macedonia-gains-control-over-small-hpp-from-czech-concessionaire-media-332314, https://www.wbif.eu/content/stream/Sites/website/library/WBEC-REG-ENE-01-BR-1-Role-of-hydropower-04.12b.pdf
MK_HP_588 | Macedonia | Zrnovci | Zrnovska | Bregalnica |  | Existing |  |  |  |  | 1.6 | 0 |  | EVN Macedonia | EVN AG 90% | Austria | The province of Lower Austria 51% | [6 empty] | operational>10 | 1950 | [15 empty] | N/A | In 2013, EVN Macedonia gained control over seven small hydro power plants that were given under concession to Czech company Hydropol in 2002. | http://renewables.seenews.com/news/evn-macedonia-gains-control-over-small-hpp-from-czech-concessionaire-media-332314, https://www.wbif.eu/content/stream/Sites/website/library/WBEC-REG-ENE-01-BR-1-Role-of-hydropower-04.12b.pdf
MK_HP_589 | Macedonia | Pesocani (old) | Pesocanska | Ohrid, Crn Drim |  | Existing |  |  |  |  | 2.88 | 0 |  | EVN Macedonia | EVN AG 90% | Austria | The province of Lower Austria 51% | [6 empty] | operational>10 | 1951 | [15 empty] | N/A | In 2013, EVN Macedonia gained control over seven small hydro power plants that were given under concession to Czech company Hydropol in 2002. | http://renewables.seenews.com/news/evn-macedonia-gains-control-over-small-hpp-from-czech-concessionaire-media-332314, https://www.wbif.eu/content/stream/Sites/website/library/WBEC-REG-ENE-01-BR-1-Role-of-hydropower-04.12b.pdf
MK_HP_590 | Macedonia | Sapuncica | Sapuncica | Dragor, Crna Reka |  | Existing |  |  |  |  | 2.9 | 0 |  | EVN Macedonia | EVN AG 90% | Austria | The province of Lower Austria 51% | [6 empty] | operational>10 | 1952 | [15 empty] | N/A | In 2013, EVN Macedonia gained control over seven small hydro power plants that were given under concession to Czech company Hydropol in 2002. | http://renewables.seenews.com/news/evn-macedonia-gains-control-over-small-hpp-from-czech-concessionaire-media-332314, https://www.wbif.eu/content/stream/Sites/website/library/WBEC-REG-ENE-01-BR-1-Role-of-hydropower-04.12b.pdf
MK_HP_591 | Macedonia | Dosnica | Dosnica | Vardar |  | Existing |  |  |  |  | 5.1 | 0 |  | EVN Macedonia | EVN AG 90% | Austria | The province of Lower Austria 51% | [6 empty] | operational>10 | 1953 | [15 empty] | N/A | In 2013, EVN Macedonia gained control over seven small hydro power plants that were given under concession to Czech company Hydropol in 2002. | http://renewables.seenews.com/news/evn-macedonia-gains-control-over-small-hpp-from-czech-concessionaire-media-332314, https://www.wbif.eu/content/stream/Sites/website/library/WBEC-REG-ENE-01-BR-1-Role-of-hydropower-04.12b.pdf
MK_HP_592 | Macedonia | Kalimanci | Bregalnica | Vardar |  | Existing |  |  |  |  | 12.7 | 0 |  | EVN Macedonia | EVN AG 90% | Austria | The province of Lower Austria 51% | [6 empty] | operational>10 | 1970 | [15 empty] | N/A | In 2013, EVN Macedonia gained control over seven small hydro power plants that were given under concession to Czech company Hydropol in 2002. | http://renewables.seenews.com/news/evn-macedonia-gains-control-over-small-hpp-from-czech-concessionaire-media-332314, https://www.wbif.eu/content/stream/Sites/website/library/WBEC-REG-ENE-01-BR-1-Role-of-hydropower-04.12b.pdf
MK_HP_593 | Macedonia | Popova Sapka cascade | Unclear | Unclear |  | Existing |  |  | Other protected area | Inside | 4.8 | 0 |  | EVN Macedonia | EVN AG 90% | Austria | The province of Lower Austria 51% | [6 empty] | operational>10 | 1993 | [15 empty] | N/A | In 2013, EVN Macedonia gained control over seven small hydro power plants that were given under concession to Czech company Hydropol in 2002. | http://renewables.seenews.com/news/evn-macedonia-gains-control-over-small-hpp-from-czech-concessionaire-media-332314, https://www.wbif.eu/content/stream/Sites/website/library/WBEC-REG-ENE-01-BR-1-Role-of-hydropower-04.12b.pdf
MK_HP_594 | Macedonia | Vardar cascade / Babuna | Vardar | Vardar |  | Greenfield |  | Vardar | National strict protected area Emerald | Inside | 0 | 17.3 |  | AD Elektrani na Makedonija (ELEM) or EVN Macedonia | Government of Macedonia |  | 100% | public | [5 empty] | planned | N/A | [15 empty] | None | In March 2014 the Macedonian Government announced that the Vardar Valley project has failed. According to the feasibility study conducted by ELEM, EUR 1.9 billion is needed to implement the project. In April 2011 the Macedonian government signed an MoU with China International Water & Electric Corp. (CWE) and the Chinese Development Bank (CDB) for the construction of 12 hydropower plants along the Vardar river. The project was to be funded by the Government (15%) and CDB credit (85%). According to estimates, CDB was to provide a loan for EUR 1.275 billion, with the Government providing the remaining EUR 225 million. | http://www.elem.com.mk/wp-content/uploads/2017/04/Vardar_Valley_2015_EN.pdf, https://renewablesnow.com/news/macedonia-says-to-get-1-3-bln-euro-from-china-development-bank-for-hydro-power-project-186012/, http://www.independent.mk/articles/2863/Macedonia+Vardar+Valley+Energy+Project+Fails+Again#sthash.DKVrUA2Y.dpuf, http://www.infoeuropa.md/files/raportul-anual-privind-etapa-implementarii-tratatului-de-instituire-a-comunitatii-energiei.pdf
MK | Macedonia | Babuna (existing) | Babuna | Vardar |  | Existing |  |  |  |  | 0.64 | 0 |  | EVN Macedonia | EVN AG 90% | Austria | The province of Lower Austria 51% | [6 empty] | operational>10 | 1994 | [15 empty] | N/A |  | https://www.wbif.eu/content/stream/Sites/website/library/WBEC-REG-ENE-01-BR-1-Role-of-hydropower-04.12b.pdf
MK_HP_596 | Macedonia | Glazhnja | Lipkovska |  |  | Existing |  |  |  |  | 0 | 0 |  | AD Elektrani na Makedonija (ELEM) | not identified | [8 empty] | unclear | N/A | [15 empty] | None | Not operating already for a long time. Feasibility study for rehabilitation planned. | http://www.elem.com.mk/?p=5691
MK_HP_598 | Macedonia | Strezevo 1 | Semnica |  |  | Existing |  |  |  |  | 2.4 |  |  | JP Strezevo | not identified | [8 empty] | operational>10 | 1992 | [15 empty] | N/A |  | https://www.wbif.eu/content/stream/Sites/website/library/WBEC-REG-ENE-01-BR-1-Role-of-hydropower-04.12b.pdf
MK_HP_600 | Macedonia | Filternica | Semnica |  |  | Existing |  |  |  |  | 0.38 |  |  | JP Strezevo | not identified | [8 empty] | operational>10 | 1997 | [15 empty] | N/A |  | https://www.wbif.eu/content/stream/Sites/website/library/WBEC-REG-ENE-01-BR-1-Role-of-hydropower-04.12b.pdf
MK_HP_602 | Macedonia | Turija | Turija |  |  | Existing |  |  |  |  | 2 | 0 |  | EVN Macedonia | EVN AG | Austria | 90% | [6 empty] | operational>10 | 1985 | [15 empty] | N/A | In 2013, EVN Macedonia gained control over its seven small hydro power plants that were given under concession to Czech company Hydropol in 2002. | http://renewables.seenews.com/news/evn-macedonia-gains-control-over-small-hpp-from-czech-concessionaire-media-332314, https://www.wbif.eu/content/stream/Sites/website/library/WBEC-REG-ENE-01-BR-1-Role-of-hydropower-04.12b.pdf
MK | Macedonia | Mini-Turija | Turija | Strumica |  | Conversion |  |  |  |  | 0.16 | 0 |  | Ezoterna Dooel | not identified | [8 empty] | operational 5-10 | 2013 | [15 empty] | Not identified |  | https://www.wbif.eu/content/stream/Sites/website/library/WBEC-REG-ENE-01-BR-1-Role-of-hydropower-04.12b.pdf
MK_HP_606 | Macedonia | Lera |  |  |  | Unclear | [7 empty] | not identified | not identified | [8 empty] | unclear | N/A | [15 empty] | N/A | Loan extended back in 2002 for rehabilitation of the plant | http://www.pravo.org.mk/documentDetail.php?id=631
MK_HP_607 | Macedonia | Kazani (Kazhani) | Semnica | Vardar | Bitola | Greenfield | Powerhouse: 41.056423, 21.139188; Intake: 41.035866, 21.131497 | Pelister NP Baba Mountain PBA | National Park Nominated Emerald site Prime Butterfly Area | Inside | 1.064 | 0 | 3482.711 | BNB Enerdzi doo | BNB-Kompani doo, Vatrostalna doo Skopje |  |  | private |  | 2011 |  |  |  | operational<5 | 2015 |  |  |  |  | MK-MDB | European Bank for Reconstruction and Development (EBRD) | Signed | financial intermediary | 1.57 | Yes but not identified | Invested |  |  |  |  | Yes |  | http://www.webseff.com/index.php?option=com_content&view=article&id=329:hydropower-map&catid=7&lang=en&Itemid=331 http://www.erc.org.mk/odluki/1%20%20EE-O-2015%2010%2013%20-%20RESENIE%20ZA%20BNB%20ENERDJI%20-%20KAZANI.pdf, https://www.wbif.eu/content/stream/Sites/website/library/WBEC-REG-ENE-01-BR-1-Role-of-hydropower-04.12b.pdf
MK_HP_723 | Macedonia | Lipkovo (old) | Lipkovska |  |  | Existing |  |  |  |  | 0 | 0 |  | AD Elektrani na Makedonija (ELEM) | not identified |  |  | public | [5 empty] | operational>10 | N/A | [15 empty] | None | Not operating already for a long time. Feasibility study for rehabilitation planned. | http://www.elem.com.mk/?p=5691
MK_HP_724 | Macedonia | Lukar |  |  |  | Duplicate | [7 empty] | not identified | not identified | [8 empty] | unclear | N/A | [15 empty] | N/A | See Lukar (Kavadarci)
MK_HP_748 | Macedonia | Kozjak | Treska | Vardar |  | Existing |  |  | Other protected area | Inside | 82 | 0 |  | AD Elektrani na Makedonija (ELEM) | Government of Macedonia |  | 100% | public |  |  |  |  | Chinese unit of Alstom; China International Water (China); Electric Corporation (China) | operational>10 | 2004 | [9 empty] | Bank of China | Completed | 87 |  |  |  | N/A |  | http://www.elem.com.mk/index.php?option=com_content&view=article&id=112&Itemid=149&lang=en, http://www.elem.com.mk/?page_id=1831&lang=en, http://english.cwe.cn/show.aspx?id=2712&cid=120
MK_HP_913 | Macedonia | Vardar cascade / Zgropolci | Vardar | Vardar |  | Greenfield |  |  |  |  | 0 | 11.7 |  | AD Elektrani na Makedonija (ELEM) | Government of Macedonia |  | 100% | public | [5 empty] | planned | N/A |  |  | 1900 | [12 empty] | None | In March 2014 the Macedonian Government announced that the Vardar Valley project has failed. According to the feasibility study conducted by ELEM, EUR 1.9 billion is needed to implement the project. In April 2011 the Macedonian government signed an MoU with China International Water & Electric Corp. (CWE) and the Chinese Development Bank (CDB) for the construction of 12 hydropower plants along the Vardar river. The project was to be funded by the Government (15%) and CDB credit (85%). According to estimates, CDB was to provide a loan for EUR 1.275 billion, with the Government providing the remaining EUR 225 million. | https://webcache.googleusercontent.com/search?q=cache:ZAlNDcRwdacJ:renewables.seenews.com/news/macedonia-says-to-get-1-3-bln-euro-from-china-development-bank-for-hydro-power-project-186012+&cd=1&hl=en&ct=clnk&gl=cz; http://www.independent.mk/articles/2863/Macedonia+Vardar+Valley+Energy+Project+Fails+Again#sthash.DKVrUA2Y.dpuf, http://www.infoeuropa.md/files/raportul-anual-privind-etapa-implementarii-tratatului-de-instituire-a-comunitatii-energiei.pdf
MK_HP_914 | Macedonia | Vardar cascade / Gradsko | Vardar | Vardar |  | Greenfield |  |  |  |  | 0 | 13.1 |  | AD Elektrani na Makedonija (ELEM) | Government of Macedonia |  | 100% | public | [5 empty] | planned | N/A | [15 empty] | None | In March 2014 the Macedonian Government announced that the Vardar Valley project has failed. According to the feasibility study conducted by ELEM, EUR 1.9 billion is needed to implement the project. In April 2011 the Macedonian government signed an MoU with China International Water & Electric Corp. (CWE) and the Chinese Development Bank (CDB) for the construction of 12 hydropower plants along the Vardar river. The project was to be funded by the Government (15%) and CDB credit (85%). According to estimates, CDB was to provide a loan for EUR 1.275 billion, with the Government providing the remaining EUR 225 million. | http://www.elem.com.mk/wp-content/uploads/2017/04/Vardar_Valley_2015_EN.pdf, https://renewablesnow.com/news/macedonia-says-to-get-1-3-bln-euro-from-china-development-bank-for-hydro-power-project-186012/, http://www.independent.mk/articles/2863/Macedonia+Vardar+Valley+Energy+Project+Fails+Again#sthash.DKVrUA2Y.dpuf, http://www.infoeuropa.md/files/raportul-anual-privind-etapa-implementarii-tratatului-de-instituire-a-comunitatii-energiei.pdf
MK_HP_915 | Macedonia | Vardar cascade / Kukuricani | Vardar | Vardar |  | Greenfield |  |  |  |  | 0 | 12.3 |  | AD Elektrani na Makedonija (ELEM) | Government of Macedonia |  | 100% | public | [5 empty] | planned | N/A | [15 empty] | None | In March 2014 the Macedonian Government announced that the Vardar Valley project has failed. According to the feasibility study conducted by ELEM, EUR 1.9 billion is needed to implement the project. In April 2011 the Macedonian government signed an MoU with China International Water & Electric Corp. (CWE) and the Chinese Development Bank (CDB) for the construction of 12 hydropower plants along the Vardar river. The project was to be funded by the Government (15%) and CDB credit (85%). According to estimates, CDB was to provide a loan for EUR 1.275 billion, with the Government providing the remaining EUR 225 million. | http://www.elem.com.mk/wp-content/uploads/2017/04/Vardar_Valley_2015_EN.pdf, https://renewablesnow.com/news/macedonia-says-to-get-1-3-bln-euro-from-china-development-bank-for-hydro-power-project-186012/, http://www.independent.mk/articles/2863/Macedonia+Vardar+Valley+Energy+Project+Fails+Again#sthash.DKVrUA2Y.dpuf, http://www.infoeuropa.md/files/raportul-anual-privind-etapa-implementarii-tratatului-de-instituire-a-comunitatii-energiei.pdf
MK_HP_916 | Macedonia | Vardar cascade / Krivolak | Vardar | Vardar |  | Greenfield |  |  |  |  | 0 | 19.5 |  | AD Elektrani na Makedonija (ELEM) | Government of Macedonia |  | 100% | public | [5 empty] | planned | N/A | [15 empty] | None | In March 2014 the Macedonian Government announced that the Vardar Valley project has failed. According to the feasibility study conducted by ELEM, EUR 1.9 billion is needed to implement the project. In April 2011 the Macedonian government signed an MoU with China International Water & Electric Corp. (CWE) and the Chinese Development Bank (CDB) for the construction of 12 hydropower plants along the Vardar river. The project was to be funded by the Government (15%) and CDB credit (85%). According to estimates, CDB was to provide a loan for EUR 1.275 billion, with the Government providing the remaining EUR 225 million. | http://www.elem.com.mk/wp-content/uploads/2017/04/Vardar_Valley_2015_EN.pdf, https://renewablesnow.com/news/macedonia-says-to-get-1-3-bln-euro-from-china-development-bank-for-hydro-power-project-186012/, http://www.independent.mk/articles/2863/Macedonia+Vardar+Valley+Energy+Project+Fails+Again#sthash.DKVrUA2Y.dpuf, http://www.infoeuropa.md/files/raportul-anual-privind-etapa-implementarii-tratatului-de-instituire-a-comunitatii-energiei.pdf
MK_HP_917 | Macedonia | Vardar cascade / Dubrovo | Vardar | Vardar |  | Greenfield |  |  |  |  | 0 | 17.8 |  | AD Elektrani na Makedonija (ELEM) | Government of Macedonia |  | 100% | public | [5 empty] | planned | N/A | [15 empty] | None | In March 2014 the Macedonian Government announced that the Vardar Valley project has failed. According to the feasibility study conducted by ELEM, EUR 1.9 billion is needed to implement the project. In April 2011 the Macedonian government signed an MoU with China International Water & Electric Corp. (CWE) and the Chinese Development Bank (CDB) for the construction of 12 hydropower plants along the Vardar river. The project was to be funded by the Government (15%) and CDB credit (85%). According to estimates, CDB was to provide a loan for EUR 1.275 billion, with the Government providing the remaining EUR 225 million. | http://www.elem.com.mk/wp-content/uploads/2017/04/Vardar_Valley_2015_EN.pdf, https://renewablesnow.com/news/macedonia-says-to-get-1-3-bln-euro-from-china-development-bank-for-hydro-power-project-186012/, http://www.independent.mk/articles/2863/Macedonia+Vardar+Valley+Energy+Project+Fails+Again#sthash.DKVrUA2Y.dpuf, http://www.infoeuropa.md/files/raportul-anual-privind-etapa-implementarii-tratatului-de-instituire-a-comunitatii-energiei.pdf
MK_HP_918 | Macedonia | Vardar cascade / Demir Kapija | Vardar | Vardar |  | Greenfield |  |  |  |  | 0 | 23.9 |  | AD Elektrani na Makedonija (ELEM) | Government of Macedonia |  | 100% | public | [5 empty] | planned | N/A | [15 empty] | None | In March 2014 the Macedonian Government announced that the Vardar Valley project has failed. According to the feasibility study conducted by ELEM, EUR 1.9 billion is needed to implement the project. In April 2011 the Macedonian government signed an MoU with China International Water & Electric Corp. (CWE) and the Chinese Development Bank (CDB) for the construction of 12 hydropower plants along the Vardar river. The project was to be funded by the Government (15%) and CDB credit (85%). According to estimates, CDB was to provide a loan for EUR 1.275 billion, with the Government providing the remaining EUR 225 million. | http://www.elem.com.mk/wp-content/uploads/2017/04/Vardar_Valley_2015_EN.pdf, https://renewablesnow.com/news/macedonia-says-to-get-1-3-bln-euro-from-china-development-bank-for-hydro-power-project-186012/, http://www.independent.mk/articles/2863/Macedonia+Vardar+Valley+Energy+Project+Fails+Again#sthash.DKVrUA2Y.dpuf, http://www.infoeuropa.md/files/raportul-anual-privind-etapa-implementarii-tratatului-de-instituire-a-comunitatii-energiei.pdf
MK_HP_919 | Macedonia | Vardar cascade / Miletkovo | Vardar | Vardar |  | Greenfield |  |  |  |  | 0 | 17 |  | AD Elektrani na Makedonija (ELEM) | Government of Macedonia |  | 100% | public | [5 empty] | planned | N/A | [15 empty] | None | In March 2014 the Macedonian Government announced that the Vardar Valley project has failed. According to the feasibility study conducted by ELEM, EUR 1.9 billion is needed to implement the project. In April 2011 the Macedonian government signed an MoU with China International Water & Electric Corp. (CWE) and the Chinese Development Bank (CDB) for the construction of 12 hydropower plants along the Vardar river. The project was to be funded by the Government (15%) and CDB credit (85%). According to estimates, CDB was to provide a loan for EUR 1.275 billion, with the Government providing the remaining EUR 225 million. | http://www.elem.com.mk/wp-content/uploads/2017/04/Vardar_Valley_2015_EN.pdf, https://renewablesnow.com/news/macedonia-says-to-get-1-3-bln-euro-from-china-development-bank-for-hydro-power-project-186012/, http://www.independent.mk/articles/2863/Macedonia+Vardar+Valley+Energy+Project+Fails+Again#sthash.DKVrUA2Y.dpuf, http://www.infoeuropa.md/files/raportul-anual-privind-etapa-implementarii-tratatului-de-instituire-a-comunitatii-energiei.pdf
MK_HP_920 | Macedonia | Vardar cascade / Gjavato | Vardar | Vardar |  | Greenfield |  |  |  |  | 0 | 16 |  | AD Elektrani na Makedonija (ELEM) | Government of Macedonia |  | 100% | public | [5 empty] | planned | N/A | [15 empty] | None | In March 2014 the Macedonian Government announced that the Vardar Valley project has failed. According to the feasibility study conducted by ELEM, EUR 1.9 billion is needed to implement the project. In April 2011 the Macedonian government signed an MoU with China International Water & Electric Corp. (CWE) and the Chinese Development Bank (CDB) for the construction of 12 hydropower plants along the Vardar river. The project was to be funded by the Government (15%) and CDB credit (85%). According to estimates, CDB was to provide a loan for EUR 1.275 billion, with the Government providing the remaining EUR 225 million. | http://www.elem.com.mk/wp-content/uploads/2017/04/Vardar_Valley_2015_EN.pdf, https://renewablesnow.com/news/macedonia-says-to-get-1-3-bln-euro-from-china-development-bank-for-hydro-power-project-186012/, http://www.independent.mk/articles/2863/Macedonia+Vardar+Valley+Energy+Project+Fails+Again#sthash.DKVrUA2Y.dpuf, http://www.infoeuropa.md/files/raportul-anual-privind-etapa-implementarii-tratatului-de-instituire-a-comunitatii-energiei.pdf
MK_HP_921 | Macedonia | Vardar cascade / Gevgelija | Vardar | Vardar |  | Greenfield |  |  |  |  | 0 | 15.54 |  | AD Elektrani na Makedonija (ELEM) | Government of Macedonia |  | 100% | public | [5 empty] | planned | N/A | [15 empty] | None | In March 2014 the Macedonian Government announced that the Vardar Valley project has failed. According to the feasibility study conducted by ELEM, EUR 1.9 billion is needed to implement the project. In April 2011 the Macedonian government signed an MoU with China International Water & Electric Corp. (CWE) and the Chinese Development Bank (CDB) for the construction of 12 hydropower plants along the Vardar river. The project was to be funded by the Government (15%) and CDB credit (85%). According to estimates, CDB was to provide a loan for EUR 1.275 billion, with the Government providing the remaining EUR 225 million. | http://www.elem.com.mk/wp-content/uploads/2017/04/Vardar_Valley_2015_EN.pdf, https://renewablesnow.com/news/macedonia-says-to-get-1-3-bln-euro-from-china-development-bank-for-hydro-power-project-186012/, http://www.independent.mk/articles/2863/Macedonia+Vardar+Valley+Energy+Project+Fails+Again#sthash.DKVrUA2Y.dpuf, http://www.infoeuropa.md/files/raportul-anual-privind-etapa-implementarii-tratatului-de-instituire-a-comunitatii-energiei.pdf
MK_HP_936 | Macedonia | Lukar Kavadarci (also Kavadarci) | Stara |  | Kavadarci | Existing |  |  |  |  | 1 | 0 |  | SOL SEE JP Komunalac | SOL spa | Italy | 97.16% | private | [5 empty] | operational>10 | 2003 | USD | 2.239 |  |  | MK-MDB | International Bank for Reconstruction and Development (IBRD) | Completed | advisory services | 0.69 | Stopanska banka | Completed | 0.5 | Slovenska izvozna in razvojna banka (formerly Slovenska Izvozna Druzba) (SID) | Completed | 1.08 | Yes | On the water supply pipe, not major environmental impact. The project was supported through a grant from the World Bank Group-Global Environment Facility (GEF) Program. The 750 000 USD GEF Grant Recipient: Republic of Macedonia. Other sources of financing: town equity: USD 680,000; Slovenian export credit: USD 1,177,000, Stopanska banka USD 558 000. The original currency MDB finance: 0.75 mil USD | http://www.sol.it/english/bil2013.pdf, http://web.worldbank.org/archive/website00978/WEB/OTHER/571ADB32.HTM?OpenDocument, https://www.thegef.org/project/development-mini-hydropower-plants, https://www.thegef.org/sites/default/files/project_documents/Macedonia_1.doc
MK_HP_965 | Macedonia | Lisice | Unclear | Unclear | Unclear | Unclear | [7 empty] | not identified | not identified | [9 empty] | N/A | [16 empty] | No information available | No information available
MK | Macedonia | Debar | Radika |  |  | Existing |  |  |  |  | 0.16 | 0 |  | JP Standard | not identified |  |  | private | [5 empty] | operational>10 | 2003 | USD | 0.372 |  |  | MK-MDB | International Bank for Reconstruction and Development (IBRD) | Completed | advisory services | 0.7 | Stopanska banka | Completed | See Lukar Kavadarci | Slovenska izvozna in razvojna banka (formerly Slovenska Izvozna Druzba) (SID) | Completed | See Lukar Kavadarci | Yes | See Lukar Kavardarci The original currency MDB finance: 0.9 mil USD | http://www.sol.it/english/bil2013.pdf, http://web.worldbank.org/archive/website00978/WEB/OTHER/571ADB32.HTM?OpenDocument, https://www.thegef.org/project/development-mini-hydropower-plants, https://www.thegef.org/sites/default/files/project_documents/Macedonia_1.doc
MK | Macedonia | Lukovo Pole | Korab |  |  | Greenfield |  | Mavrovo | National Park Emerald Important Plant Area (IPA) Important Bird Area (IBA) Prime Butterfly Area (PBA) | Inside | 0 | 0 |  | AD Elektrani na Makedonija (ELEM) | Government of Macedonia |  | 100% | public |  |  |  |  | Poyry Infra GmbH (Austria); Aciona Ingineria (Spain); ABC Consulting consortium (Macedonia) | planned | N/A | USD | 83 | 62 |  | MK-MDB | International Bank for Reconstruction and Development (IBRD) | Cancelled | credit | 52 | [6 empty] | Yes | The original currency for planned MDB loan: 70 mil. USD Originally, the WB estimated that ELEM would provide USD 33 million and IBRD USD 50 million and the total project costs would be USD 83 million. Additional generation would only come from Crn Kamen and from additional flow to already existing plants. | www-wds.worldbank.org/.../PID0Concept0Stage007142011.doc, http://www.elem.com.mk/?page_id=1995&lang=en
MK | Macedonia | Crn Kamen | Crn Kamen |  |  | Greenfield |  | Mavrovo | National Park | Inside | 0 | 5 |  | AD Elektrani na Makedonija (ELEM) | AD Elektrani na Makedonija (ELEM) |  | Government of Macedonia (100%) | public | [5 empty] | planned | N/A | [5 empty] | International Bank for Reconstruction and Development (IBRD) | Cancelled |  | See Lukovo Pole | [6 empty] | Yes |  | www-wds.worldbank.org/.../PID0Concept0Stage007142011.doc, http://www.elem.com.mk/wp-content/uploads/2017/04/Lukovo-Pole_Ang_2017.pdf
MK | Macedonia | Belica cascade / Belica 1 | Belica | Treska |  | Existing |  |  |  |  | 0.25 | 0 |  | EVN Macedonia | EVN AG | Austria | 90% | [6 empty] | operational>10 | 1989 | [15 empty] | N/A | In 2013, EVN Macedonia gained control over its seven small hydro power plants that were given under concession to Czech company Hydropol in 2002. | http://renewables.seenews.com/news/evn-macedonia-gains-control-over-small-hpp-from-czech-concessionaire-media-332314, https://www.wbif.eu/content/stream/Sites/website/library/WBEC-REG-ENE-01-BR-1-Role-of-hydropower-04.12b.pdf
MK | Macedonia | Belica cascade / Belica 2 | Belica | Treska |  | Existing |  |  |  |  | 1 | 0 |  | Vodavat | not identified |  |  | private |  | 2015 |  |  |  | operational>10 | N/A | [15 empty] | N/A |  | https://www.wbif.eu/content/stream/Sites/website/library/WBEC-REG-ENE-01-BR-1-Role-of-hydropower-04.12b.pdf, http://www.erc.org.mk/odluki/EE-O-2015.07.08%20-%20PRIVREMENO%20RESENIE%20ZA%20MHE%2052%20BELICA-VODAVAT%208%20DOO%20OHRID.pdf, http://www.moepp.gov.mk/wp-content/uploads/2016/02/Skluceni-dogovori-za-dodeluvanje-koncesija-za-proizvodstvo-na-struja-i-izgradba-na-MHE_2015_2016.pdf
MK | Macedonia | Gorno Belicki izvori (Belica 1) | Vodovod Ohrid |  |  | Conversion |  |  |  |  | 1 | 0 |  | MHE Gorno Belicki izvori DOO Skopje | Feroinvest |  |  | private | [5 empty] | operational 5-10 | 2010 | [15 empty] | N/A |  | https://www.wbif.eu/content/stream/Sites/website/library/WBEC-REG-ENE-01-BR-1-Role-of-hydropower-04.12b.pdf
MK | Macedonia | Gorno Belicki izvori (Belica 2) | Vodovod Ohrid |  |  | Conversion |  |  |  |  | 1 | 0 |  | MHE Gorno Belicki izvori DOO Skopje | Feroinvest |  |  | private | [5 empty] | operational 5-10 | 2010 | [15 empty] | N/A |  | https://www.wbif.eu/content/stream/Sites/website/library/WBEC-REG-ENE-01-BR-1-Role-of-hydropower-04.12b.pdf
MK | Macedonia | Bioloski minimum (Strezevo) | Semnica |  |  | Existing |  |  |  |  | 0.132 | 0 |  | JP Strezevo | not identified |  |  | public | [5 empty] | operational>10 | 1994 | [15 empty] | N/A |  | http://www.strezevo.com.mk/hidrocentrali-strezevo-bitola.html, https://www.wbif.eu/content/stream/Sites/website/library/WBEC-REG-ENE-01-BR-1-Role-of-hydropower-04.12b.pdf
MK | Macedonia | Dovledjik | Semnica |  |  | Existing |  |  |  |  | 0.46 | 0 |  | JP Strezevo | not identified |  |  | public | [5 empty] | operational>10 | 1997 | [15 empty] | N/A |  | http://www.strezevo.com.mk/hidrocentrali-strezevo-bitola.html, https://www.wbif.eu/content/stream/Sites/website/library/WBEC-REG-ENE-01-BR-1-Role-of-hydropower-04.12b.pdf
MK | Macedonia | Dabnishte | Unclear |  | Kavadarci | Greenfield |  |  |  |  | 0.3 | 0 |  | Dikom | not identified | [8 empty] | operational 5-10 | 2010 | [15 empty] | Not identified |  | http://www.ea.gov.mk/index.php?option=com_content&view=article&id=679&Itemid=124&lang=mk, https://www.wbif.eu/content/stream/Sites/website/library/WBEC-REG-ENE-01-BR-1-Role-of-hydropower-04.12b.pdf
MK | Macedonia | Hidroenergo Projekt Vodovod Bitola | Glaz |  | Bitola | Conversion |  |  |  |  | 0.4 | 0 |  | Hidroenergo Dooel Bitola | Hidroenergo Dooel Bitola | [8 empty] | operational 5-10 | 2010 | [15 empty] | N/A |  | https://www.wbif.eu/content/stream/Sites/website/library/WBEC-REG-ENE-01-BR-1-Role-of-hydropower-04.12b.pdf, http://www.ea.gov.mk/index.php?option=com_content&view=article&id=679&Itemid=124&lang=mk
MK | Macedonia | Konska/Konjska | Konsko |  | Gevgelija | Greenfield |  | Kozhuf Emerald Kozhuf and Boshava IBA | Emerald Important Bird Area (IBA) | Inside | 0 | 0.701 |  | Aktuel Enerdzi Grup | DJS Aktuel Gjoko dooel, JES Global dooel | Macedonia |  | private |  | 2015 |  |  |  | concession awarded | N/A | [15 empty] | Not identified | There is a Konska dam planned also for water management purposes but it is not clear whether it is separate or not. As few details are available it has not been listed here separately. http://www.adaliholding.com/projedetay.asp?ID=48 | http://www.moepp.gov.mk/wp-content/uploads/2016/02/Skluceni-dogovori-za-dodeluvanje-koncesija-za-proizvodstvo-na-struja-i-izgradba-na-MHE_2015_2016.pdf
MK | Macedonia | Banjanska cascade / Banjanska 1 | Banjanska |  | Cucer-Sandevo | Greenfield |  |  |  |  | 0.25 | 0 |  | EMK Malihidroelektrani DOOEL Skopje | Energy Eastern Europe Hydro Power GmbH | Austria | Wien Energie - Wienstrom GmbH; Energie-Zotter-Bau GmbH & CO KG; Fras Beteiligung und Beratung GmbH | private | [5 empty] | operational<5 | 2017 | [15 empty] | Not identified |  | http://www.erc.org.mk/pages.aspx?id=57#, http://www.slvesnik.com.mk/Issues/556a743282054098bea59eeed0920344.pdf
MK | Macedonia | Banjanska cascade / Banjanska 2 | Banjanska |  | Cucer-Sandevo | Greenfield |  |  |  |  | 0.1 | 0 |  | Hidroinvest Doo Skopje | not identified |  |  | private | [5 empty] | operational<5 | 2017 | [15 empty] | Not identified |  | http://www.erc.org.mk/odluki/2EE-O-2016.03.29%20-%20PRIVREMENO%20RESENIE%20ZA%20HIDROINVEST%20SKOPJE%20-%20MHE%20116.pdf, http://www.erc.org.mk/odluki/2.%20EE-O-2016.10.14%20-%20ODLUKA%20ZA%20MHE%20116%20-%20HIDROINVEST.pdf, http://www.erc.org.mk/odluki/1.%20EE-O-2016.10.14%20-%20RESENIE%20ZA%20MHE%20116%20-%20HIDROINVEST.pdf
MK | Macedonia | Brestjanska | Brestjanska | Vardar | Skopje | Greenfield |  |  |  |  | 0.67 | 0 | 2541 | EMK Malihidroelektrani DOOEL Skopje | Energy Eastern Europe Hydro Power GmbH | Austria | Wien Energie - Wienstrom GmbH; Energie-Zotter-Bau GmbH & CO KG; Fras Beteiligung und Beratung GmbH | private | [5 empty] | operational<5 | 2013 | [15 empty] | Not identified |  | http://vlada.mk/node/6421?language=en-gb; http://www.energy-eastern.eu/company-1/references/, https://www.wbif.eu/content/stream/Sites/website/library/WBEC-REG-ENE-01-BR-1-Role-of-hydropower-04.12b.pdf, https://www.energy-eastern.eu/projects/macedonia/brestjanska-138/
MK | Macedonia | Ljubanska | Ljubanska | Vardar | Skopje | Greenfield |  |  |  |  | 0.223 | 0 | 1048 | EMK Malihidroelektrani DOOEL Skopje | Energy Eastern Europe Hydro Power GmbH | Austria | Wien Energie - Wienstrom GmbH; Energie-Zotter-Bau GmbH & CO KG; Fras Beteiligung und Beratung GmbH | private | [5 empty] | operational 5-10 | 2012 | [15 empty] | Not identified |  | http://shpp.moepp.gov.mk/350/248/emk-malihidroelektrani-dooel-skopje, https://www.wbif.eu/content/stream/Sites/website/library/WBEC-REG-ENE-01-BR-1-Role-of-hydropower-04.12b.pdf, https://www.energy-eastern.eu/projects/macedonia/ljubanska-75/
MK | Macedonia | Mala Reka (also Rijeka) | Mala | Vardar | Demir Hisar | Greenfield |  |  |  |  | 0.214 | 0 | 1049 | EMK Malihidroelektrani DOOEL Skopje | Energy Eastern Europe Hydro Power GmbH | Austria | Wien Energie - Wienstrom GmbH; Energie-Zotter-Bau GmbH & CO KG; Fras Beteiligung und Beratung GmbH | private |  | 2009 |  |  |  | operational 5-10 | 2013 | [15 empty] | Not identified | CDM (under Macedonian SHPP Bundle III) | https://cdm.unfccc.int/Projects/DB/BVQI1356780788.66/view; http://shpp.moepp.gov.mk/350/248/emk-malihidroelektrani-dooel-skopje, https://www.wbif.eu/content/stream/Sites/website/library/WBEC-REG-ENE-01-BR-1-Role-of-hydropower-04.12b.pdf, https://www.energy-eastern.eu/projects/macedonia/mala-reka-258/
MK | Macedonia | Golemaca | Golemaca | Vardar | Demir Hisar | Greenfield |  |  |  |  | 0.352 | 0 | 1358 | EMK Malihidroelektrani DOOEL Skopje | Energy Eastern Europe Hydro Power GmbH | Austria | Wien Energie - Wienstrom GmbH; Energie-Zotter-Bau GmbH & CO KG; Fras Beteiligung und Beratung GmbH | private |  | 2009 |  |  |  | operational 5-10 | 2013 | [15 empty] | Not identified | CDM (under Macedonian SHPP Bundle III) | https://cdm.unfccc.int/Projects/DB/BVQI1356780788.66/view; http://shpp.moepp.gov.mk/350/248/emk-malihidroelektrani-dooel-skopje, https://www.wbif.eu/content/stream/Sites/website/library/WBEC-REG-ENE-01-BR-1-Role-of-hydropower-04.12b.pdf, https://www.energy-eastern.eu/projects/macedonia/golema%C4%8Da-259/
MK | Macedonia | Dobrenoec |  | Vardar | Kicevo | Greenfield |  |  |  |  | 0.48 | 0 |  | JP Studencica Kicevo | not identified |  |  | public | [5 empty] | operational<5 | 2014 | [15 empty] | Not identified |  | https://www.wbif.eu/content/stream/Sites/website/library/WBEC-REG-ENE-01-BR-1-Role-of-hydropower-04.12b.pdf, http://www.studencica.com.mk/index.php?option=com_content&view=article&id=93:mhedobrenoc&catid=5&Itemid=30
MK | Macedonia | Malinska Reka | Malinska |  |  | Greenfield |  | Skopska Crna Gora | Important Plant Area (IPA) | Inside | 0.607 | 0 |  | not identified | not identified |  |  | private | [5 empty] | unclear | Unclear | [15 empty] | None | Used to be in MK registry as belonging to EMK Mali hidroelektrani DOOEL Skopje http://shpp.moepp.gov.mk/350/248/emk-malihidroelektrani-dooel-skopje however the link no longer works and there is no information available about the plant any more. | No information available
MK | Macedonia | Krkljanska reka | Krkljanska | Vardar |  | Greenfield | Powerhouse: 42.218874, 22.398317; Intake: 42.204972, 22.408073 | Osogovski Planini | Emerald Site | Inside | 0.367 | 0 |  | Mali hidroelektrani DOO Skopje | FEROINVEST DOO | Macedonia |  | private | [5 empty] | operational 5-10 | 2012 |  |  | 11.6 |  | MK-MDB | European Bank for Reconstruction and Development (EBRD) | Completed | credit | 6 | [6 empty] | Yes | EBRD loans signed on on 23.12.2010. CDM (under Macedonian Small Hydro Power Plants bundle) Incentive Payments (capped) for Krkljanska river+Kriva river 2+Kranska river+Brbusnica river+Kamenica river+Selecka river+Brajcinska river: 0,90 | http://cdm.unfccc.int/filestorage/2/t/I9VE32FKGW7SNYM64UQT8CX05LJZ1D.pdf/PDD%20Macedonian%20SHPPs%20bundle%20v%202.2.pdf?t=YTB8bmt4cGRzfDDKYTQei4Z5DV9Dc-0nF-Rx; http://shpp.moepp.gov.mk/364/249/mali-hidroelektrani-doo-skopje, https://www.wbif.eu/content/stream/Sites/website/library/WBEC-REG-ENE-01-BR-1-Role-of-hydropower-04.12b.pdf, correspondence with EBRD 07/09/16 http://www.erc.org.mk/pages.aspx?id=57
MK | Macedonia | Kriva reka 2 | Kriva | Vardar | Kriva Palanka | Greenfield |  |  |  |  | 0.99 | 0 |  | Mali hidroelektrani DOO Skopje | FEROINVEST DOO | Macedonia |  | private | [5 empty] | operational 5-10 | 2012 |  |  | see Krkljanska reka |  | MK-MDB | European Bank for Reconstruction and Development (EBRD) | Completed | credit | See Krkljanska reka | [6 empty] | Yes | EBRD loan signed on 23.12.2010. CDM (under Macedonian Small Hydro Power Plants bundle) Incentive Payments (capped) for Krkljanska river+Kriva river 2+Kranska river+Brbusnica river+Kamenica river+Selecka river+Brajcinska river: 0,90 | http://cdm.unfccc.int/filestorage/2/t/I9VE32FKGW7SNYM64UQT8CX05LJZ1D.pdf/PDD%20Macedonian%20SHPPs%20bundle%20v%202.2.pdf?t=YTB8bmt4cGRzfDDKYTQei4Z5DV9Dc-0nF-Rx; http://shpp.moepp.gov.mk/364/249/mali-hidroelektrani-doo-skopje, https://www.wbif.eu/content/stream/Sites/website/library/WBEC-REG-ENE-01-BR-1-Role-of-hydropower-04.12b.pdf, http://www.feroinvest.com.mk/mk_businesses_mhe.html
MK | Macedonia | Kriva reka 179-1 | Kriva | Vardar | Kriva Palanka | Greenfield |  |  |  |  | 0.54 | 0 | 2068 | EMK Mali hidroelektrani DOOEL Skopje | Energy Eastern Europe Hydro Power GmbH | Austria | Wien Energie - Wienstrom GmbH; Energie-Zotter-Bau GmbH & CO KG; Fras Beteiligung und Beratung GmbH | private | [5 empty] | operational<5 | 2015 | [15 empty] | Not identified |  | https://www.wbif.eu/content/stream/Sites/website/library/WBEC-REG-ENE-01-BR-1-Role-of-hydropower-04.12b.pdf, https://www.energy-eastern.eu/projects/macedonia/kriva-reka-179/
MK | Macedonia | Kriva reka 179-2 | Kriva | Vardar | Kriva Palanka | Greenfield |  |  |  |  | 0.94 | 0 | 3470 | EMK Mali hidroelektrani DOOEL Skopje | Energy Eastern Europe Hydro Power GmbH | Austria | Wien Energie - Wienstrom GmbH; Energie-Zotter-Bau GmbH & CO KG; Fras Beteiligung und Beratung GmbH | private | [5 empty] | under construction | N/A | [15 empty] | Not identified | Not very clear if it is under construction or in operation as two sources say different things, so we followed the investor's website. | https://www.wbif.eu/content/stream/Sites/website/library/WBEC-REG-ENE-01-BR-1-Role-of-hydropower-04.12b.pdf, https://www.energy-eastern.eu/projects/macedonia/kriva-reka-179/, http://www.erc.org.mk/pages.aspx?id=57#
MK | Macedonia | Kamenicka reka (also Kamenichka) | Kamenicka | Vardar |  | Greenfield | Intake: 42.097710, 22.539979; Powerhouse: 42.070617, 22.547088 |  |  |  | 1.172 | 0 |  | Mali hidroelektrani DOO Skopje | FEROINVEST DOO | Macedonia |  | private | [5 empty] | operational 5-10 | 2013 |  |  | see Krkljanska reka |  | MK-MDB | European Bank for Reconstruction and Development (EBRD) | Completed | credit | See Krkljanska reka | [6 empty] | Yes | EBRD loan signed 23.12.2010. The plant is sited near but not inside the Osogovo Mountains (MK0000026) Candidate Emerald site. CDM (under Macedonian Small Hydro Power Plants bundle) Incentive Payments (capped) for Krkljanska river+Kriva river 2+Kranska river+Brbusnica river+Kamenica river+Selecka river+Brajcinska river: 0,90 | http://cdm.unfccc.int/filestorage/2/t/I9VE32FKGW7SNYM64UQT8CX05LJZ1D.pdf/PDD%20Macedonian%20SHPPs%20bundle%20v%202.2.pdf?t=YTB8bmt4cGRzfDDKYTQei4Z5DV9Dc-0nF-Rx; http://shpp.moepp.gov.mk/364/249/mali-hidroelektrani-doo-skopje, https://www.wbif.eu/content/stream/Sites/website/library/WBEC-REG-ENE-01-BR-1-Role-of-hydropower-04.12b.pdf http://www.erc.org.mk/odluki/EE-O-2013.04.16%20-%20RESENIE%20ZA%20MHE%20KAMENICKA%20REKA.pdf
MK | Macedonia | Brbusnica | Brbusnica | Vardar |  | Greenfield | Intake Lisa: 41.794575, 22.622073; Intake Brbusnica: 41.792976, 22.622060; Powerhouse: 41.803944, 22.634755 |  | Important Plant Area | Inside | 0.554 | 0 |  | Mali hidroelektrani DOO Skopje | FEROINVEST DOO | Macedonia |  | private | [5 empty] | operational 5-10 | 2012 |  |  | see Krkljanska reka |  | MK-MDB | European Bank for Reconstruction and Development (EBRD) | Completed | credit | See Krkljanska reka | [6 empty] | Yes | EBRD financing signed on 23.12.2010. CDM (under Macedonian Small Hydro Power Plants bundle) EBRD Incentive Payments (capped) for Krkljanska river+Kriva river 2+Kranska river+Brbusnica river+Kamenica river+Selecka river+Brajcinska river: 0,90 | http://cdm.unfccc.int/filestorage/2/t/I9VE32FKGW7SNYM64UQT8CX05LJZ1D.pdf/PDD%20Macedonian%20SHPPs%20bundle%20v%202.2.pdf?t=YTB8bmt4cGRzfDDKYTQei4Z5DV9Dc-0nF-Rx; http://shpp.moepp.gov.mk/364/249/mali-hidroelektrani-doo-skopje, https://www.wbif.eu/content/stream/Sites/website/library/WBEC-REG-ENE-01-BR-1-Role-of-hydropower-04.12b.pdf, correspondence with EBRD 07/09/16 http://www.erc.org.mk/pages.aspx?id=57
MK | Macedonia | Kranska reka (also Plitna reka?) | Kranska | Ohrid/Crn Drim |  | Greenfield | Powerhouse: 40.946695, 21.122816; Intake: 40.956642, 21.142675 | Baba Mt. | Prime Butterfly Area (PBA) | Inside | 0.56 | 0 |  | Mali hidroelektrani DOO Skopje | FEROINVEST DOO | Macedonia |  | private | [5 empty] | operational 5-10 | 2012 |  |  | see Krkljanska reka |  | MK-MDB | European Bank for Reconstruction and Development (EBRD) | Completed | credit | See Krkljanska reka | [6 empty] | Yes | EBRD loan signed on 23.12.2010. CDM (under Macedonian Small Hydro Power Plants bundle) Incentive Payments (capped) for Krkljanska river+Kriva river 2+Kranska river+Brbusnica river+Kamenica river+Selecka river+Brajcinska river: 0,90 | http://cdm.unfccc.int/filestorage/2/t/I9VE32FKGW7SNYM64UQT8CX05LJZ1D.pdf/PDD%20Macedonian%20SHPPs%20bundle%20v%202.2.pdf?t=YTB8bmt4cGRzfDDKYTQei4Z5DV9Dc-0nF-Rx; http://shpp.moepp.gov.mk/364/249/mali-hidroelektrani-doo-skopje, https://www.wbif.eu/content/stream/Sites/website/library/WBEC-REG-ENE-01-BR-1-Role-of-hydropower-04.12b.pdf, correspondence with EBRD 07/09/16 http://www.erc.org.mk/odluki/EE-O-2012.03.23%20-%20PRIVREMENO%20RESENIE%20ZA%20MHE%20KRANSKA%20REKA%20-%20ZA%20GS%20SO%20OBRAZLOZENIE.pdf
MK | Macedonia | Brajcinska reka (also Brajcino 1) | Brajcinska | Ohrid/Crn Drim |  | Greenfield | Powerhouse: 40.917834, 21.195217; Intake Brajcinska 40.920550, 21.219973; Intake Kriva Kobila: 40.924391, 21.216094 | Pelister | National Park | Inside | 0.688 | 0 |  | Mali hidroelektrani DOO Skopje | FEROINVEST DOO | Macedonia |  | private | [5 empty] | operational 5-10 | 2013 |  |  | see Krkljanska reka |  | MK-MDB | European Bank for Reconstruction and Development (EBRD) | Completed | credit | See Krkljanska reka | [6 empty] | Yes | Significant environmental impacts EBRD loan signed on signed on 23.12.2010. CDM (under Macedonian Small Hydro Power Plants bundle) Incentive Payments (capped) for Krkljanska river+Kriva river 2+Kranska river+Brbusnica river+Kamenica river+Selecka river+Brajcinska river: 0,90 | http://cdm.unfccc.int/filestorage/2/t/I9VE32FKGW7SNYM64UQT8CX05LJZ1D.pdf/PDD%20Macedonian%20SHPPs%20bundle%20v%202.2.pdf?t=YTB8bmt4cGRzfDDKYTQei4Z5DV9Dc-0nF-Rx; http://shpp.moepp.gov.mk/364/249/mali-hidroelektrani-doo-skopje, https://www.wbif.eu/content/stream/Sites/website/library/WBEC-REG-ENE-01-BR-1-Role-of-hydropower-04.12b.pdf, correspondence with EBRD 07/09/16 https://bankwatch.org/publication/broken-rivers-impacts-european-financed-small-hydropower-plants-pristine-balkan-landscapes
MK | Macedonia | Selecka | Selecka | Crn Drim |  | Greenfield | Powerhouse: 41.396636, 20.591769; Intake: 41.397409, 20.624249 | Crn Drim | Important Plant Area | Inside | 1.552 |  |  | Mali hidroelektrani DOO Skopje | FEROINVEST DOO | Macedonia |  | private | [5 empty] | operational 5-10 | 2013 |  |  | see Krkljanska reka |  | MK-MDB | European Bank for Reconstruction and Development (EBRD) | Completed | credit | See Krkljanska reka | [6 empty] | Yes | EBRD loan signed on 23.12.2010. CDM (under Macedonian Small Hydro Power Plants bundle) Incentive Payments (capped) for Krkljanska river+Kriva river 2+Kranska river+Brbusnica river+Kamenica river+Selecka river+Brajcinska river: 0.90 The HPP facilities are partly located in the Crn Drim IPA (cadastral parcel 692/4 and 336/3, Cadastral Municipality Selci Burinec, Municipality of Struga (source: A Decision on Usage of Preferential Tariff On Electricity Generated from Renewable Energy Sources No. 08-137/13 - in Macedonian). https://drive.google.com/file/d/0Bx-Wp7QgzK1qcUhBUVNEUmxvak0/view | http://cdm.unfccc.int/filestorage/2/t/I9VE32FKGW7SNYM64UQT8CX05LJZ1D.pdf/PDD%20Macedonian%20SHPPs%20bundle%20v%202.2.pdf?t=YTB8bmt4cGRzfDDKYTQei4Z5DV9Dc-0nF-Rx; http://shpp.moepp.gov.mk/364/249/mali-hidroelektrani-doo-skopje http://www.erc.org.mk/pages.aspx?id=57
MK | Macedonia | Tresonecka reka/Trasonechka/Tresonce | Tresonecka (also Trasonechka) | Crn Drim |  | Greenfield | Powerhouse: 41.561898, 20.729182; Intake: 41.567048, 20.743144 | Mavrovo | National Park Other protected area | Inside | 1.436 | 0 |  | Hidro Energy Group DOO (also Hydro Energy Group DOO) | JSP Aktuel dooel, Hidrovat doo |  |  | private | [5 empty] | operational 5-10 | 2013 |  |  | 6.2 |  | MK-MDB | European Bank for Reconstruction and Development (EBRD) | Completed | credit | 3 | [6 empty] | Yes | Significant environmental impacts EBRD loan signed on 17.5.2011. The loan is complemented by technical assistance funds provided by the Western Balkans Fund, the EBRD Shareholder Special Fund and the Norwegian government. CDM (under Macedonian SHPP Bundle III) Incentive Payments (capped) Trasonecka+Pesocanka1+Pesocanka 2: 0,45 | https://cdm.unfccc.int/Projects/DB/BVQI1356780788.66/view; http://www.researchviews.com/energy/power/hydro/DealReport.aspx?sector=Hydro&DealID=166687; correspondence with EBRD, https://www.wbif.eu/content/stream/Sites/website/library/WBEC-REG-ENE-01-BR-1-Role-of-hydropower-04.12b.pdf https://bankwatch.org/publication/broken-rivers-impacts-european-financed-small-hydropower-plants-pristine-balkan-landscapes
MK | Macedonia | Pesocanka (also Pesochanka) / Pesocanka 1 / Pesocan 392 | Pesocanka (also Pesochanka) | Ohrid/Crn Drim |  | Greenfield | Powerhouse: 41.387065, 20.743705; Intake: 41.403026, 20.741703 | South Stogovo | Proposed Nature reserve for scientific research | Inside | 1.007 | 0 |  | Hidro Energy Group DOO (also Hydro Energy Group DOO) | JSP Aktuel dooel, Hidrovat doo |  |  | private | [5 empty] | operational 5-10 | 2013 |  |  | See Trasonecka |  | MK-MDB | European Bank for Reconstruction and Development (EBRD) | Completed | credit | see Trasonecka reka | [6 empty] | Yes | EBRD loan signed on 17.5.2011. The loan is complemented by technical assistance funds provided by the Western Balkans Fund, the EBRD Shareholder Special Fund and the Norwegian government. CDM (under Macedonian SHPP Bundle III) Incentive Payments (capped) Tresonecka+Pesocanka1+Pesocanka 2: 0.45 Inside of an area first protected in 1999 as a Nature Reserve for Scientific Research under the Spatial Plan of Republic of Macedonia. Source: Spatial Plan of Republic of Macedonia, Sectoral Study on Protection of Natural Heritage, pages 87-88 (In Macedonian) https://drive.google.com/file/d/0Bx-Wp7QgzK1qSUJPS3NxNXRmaVE/view | https://cdm.unfccc.int/Projects/DB/BVQI1356780788.66/view; http://www.researchviews.com/energy/power/hydro/DealReport.aspx?sector=Hydro&DealID=166687; correspondence with EBRD 07/09/16, https://drive.google.com/file/d/0Bx-Wp7QgzK1qSUJPS3NxNXRmaVE/view http://www.erc.org.mk/odluki/2.%20EE-O-2013.12.24%20-%20ODLUKA%20ZA%20MHE%20PESOCAN%20392.pdf
MK | Macedonia | Pesocanka (also Pesochanka) / Pesocanka 2 / Pesocan 393 | Pesocanka (also Pesochanka) | Ohrid/Crn Drim |  | Greenfield | Powerhouse: 41.367244, 20.736620; Intake: 41.386253, 20.744078; | South Stogovo | Proposed Nature reserve for scientific research | Inside | 0.722 | 0 |  | Hidro Energy Group DOO (also Hydro Energy Group DOO) | JSP Aktuel dooel, Hidrovat doo |  |  | private | [5 empty] | operational 5-10 | 2013 |  |  | See Trasonecka |  | MK-MDB | European Bank for Reconstruction and Development (EBRD) | Completed | credit | see Trasonecka reka | [6 empty] | Yes | Loan signed on 17.5.2011. The loan is complemented by technical assistance funds provided by the Western Balkans Fund, the EBRD Shareholder Special Fund and the Norwegian government. CDM (under Macedonian SHPP Bundle III) Incentive Payments (capped) Tresonecka+Pesocanka1+Pesocanka 2: 0.45 | https://cdm.unfccc.int/Projects/DB/BVQI1356780788.66/view; http://www.researchviews.com/energy/power/hydro/DealReport.aspx?sector=Hydro&DealID=166687; correspondence with EBRD http://www.erc.org.mk/odluki/3.%20EE-O-2013.06.11%20-%20ODLUKA%20ZA%20MHE%20PESOCAN%20393%20-%20HIDRO%20ENERGY.pdf
MK | Macedonia | Slatinska reka/Slatino | Slatinska | Ohrid/Crn Drim |  | Greenfield |  |  | National strict protected area Emerald | Inside | 0.541 | 0 |  | Fero Invest | FEROINVEST DOO |  |  | private | [5 empty] | operational 5-10 | 2012 | [15 empty] | Not identified | CDM (under Macedonian Small Hydro Power Plants bundle) | http://cdm.unfccc.int/filestorage/2/t/I9VE32FKGW7SNYM64UQT8CX05LJZ1D.pdf/PDD%20Macedonian%20SHPPs%20bundle%20v%202.2.pdf?t=YTB8bmt4cGRzfDDKYTQei4Z5DV9Dc-0nF-Rx; http://www.feroinvest.com.mk/businesses_mhe.html, https://www.wbif.eu/content/stream/Sites/website/library/WBEC-REG-ENE-01-BR-1-Role-of-hydropower-04.12b.pdf
MK | Macedonia | Zelengradska reka also MHE Zelengrad | Zelengradska | Vardar |  | Greenfield |  | Osogovo Mountains | Emerald | Inside | 0.13 | 0 |  | Hidro Eko Inzenering | not identified |  |  | private | [5 empty] | operational 5-10 | 2013 |  |  |  |  | MK-MDB | European Bank for Reconstruction and Development (EBRD) | Invested | financial intermediary | 1.2115 | Ohridska banka (Societe Generale) | [5 empty] | Yes |  | https://www.wbif.eu/content/stream/Sites/website/library/WBEC-REG-ENE-01-BR-1-Role-of-hydropower-04.12b.pdf Correspondence with the EBRD 6 February 2017
MK | Macedonia | Bistrica cascade / Bistrica 1 (also Tearce; also SHPP 97) | Bistrica | Vardar | Tearce | Greenfield | Powerhouse: 42.107374, 21.022226; Intake: 42.112844, 21.002280 | Shar Planina | Emerald Proposed National park Important Plant Area Prime Butterfly Area | Inside | 2.28 | 0 |  | SOL Hidropauer DOOEL (also SOL Hydropower DOOEL) | SOL spa | Italy | 100% | private | [5 empty] | operational<5 | 2014 |  |  |  |  | MK-MDB | European Investment Bank (EIB) | Signed | financial intermediary | 3.5 |  |  |  | Macedonian Bank for Development Promotion |  |  | Yes | Significant environmental impacts Construction was launched in April 2013. intake + operational building - inside Shar Planina (proposed National park) + Shar Planina IPA intake + operational building - inside Shar Planina Emerald site | http://www.invest-in-macedonia.com/business-and-economy/business/1364933760-construction-of-first-small-hydro-plant-on-bistrica-river-begins.htmlů http://renewables.seenews.com/news/macedonia-s-sol-hydropower-launches-shpp-project-econ-min-344435; http://fonkohydro.com/index.php/project; correspondence with the EIB, https://www.wbif.eu/content/stream/Sites/website/library/WBEC-REG-ENE-01-BR-1-Role-of-hydropower-04.12b.pdf https://bankwatch.org/publication/broken-rivers-impacts-european-financed-small-hydropower-plants-pristine-balkan-landscapes
MK | Macedonia | Bistrica cascade / Bistrica 2 (also Tearce; also SHPP 98) | Bistrica | Vardar | Tearce | Greenfield | Powerhouse: 42.097941, 21.037019; Intake: 42.107190, 21.023061 | Shar Planina | Emerald Proposed National park Important Plant Area Prime Butterfly Area | Inside | 2.8 | 0 |  | SOL Hidropauer DOOEL (also SOL Hydropower DOOEL) | SOL spa | Italy | 100% | private | [5 empty] | operational<5 | 2014 |  |  |  |  | MK-MDB | European Investment Bank (EIB) | Signed | financial intermediary | see SHPP 97 |  |  |  | Macedonian Bank for Development Promotion |  |  | Yes | Significant environmental impacts Construction was launched in April 2013. intake + operational building - inside Shar Planina (proposed National park) + Shar Planina IPA intake - inside Shar Planina Emerald site | http://www.invest-in-macedonia.com/business-and-economy/business/1364933760-construction-of-first-small-hydro-plant-on-bistrica-river-begins.htmlů http://renewables.seenews.com/news/macedonia-s-sol-hydropower-launches-shpp-project-econ-min-344435; http://fonkohydro.com/index.php/project; correspondence with the EIB, https://www.wbif.eu/content/stream/Sites/website/library/WBEC-REG-ENE-01-BR-1-Role-of-hydropower-04.12b.pdf https://bankwatch.org/publication/broken-rivers-impacts-european-financed-small-hydropower-plants-pristine-balkan-landscapes
MK | Macedonia | Bistrica cascade / Bistrica 3 (also Tearce; also SHPP 99) | Bistrica | Vardar | Tearce | Greenfield | Powerhouse: 42.089182, 21.051334; Intake: 42.097678, 21.037728 | Shar Planina | Proposed National park Important Plant Area Prime Butterfly Area | Inside | 2.7 | 0 |  | SOL Hidropauer DOOEL (also SOL Hydropower DOOEL) | SOL spa | Italy | 100% | private | [5 empty] | operational<5 | 2014 |  |  |  |  | MK-MDB | European Investment Bank (EIB) | Signed | financial intermediary | see SHPP 97 |  |  |  | Macedonian Bank for Development Promotion |  |  | Yes | Significant environmental impacts Construction was launched in April 2013. intake - inside Shar Planina (proposed National park) + Shar Planina IPA | http://www.invest-in-macedonia.com/business-and-economy/business/1364933760-construction-of-first-small-hydro-plant-on-bistrica-river-begins.htmlů http://renewables.seenews.com/news/macedonia-s-sol-hydropower-launches-shpp-project-econ-min-344435; http://fonkohydro.com/index.php/project; correspondence with the EIB, https://www.wbif.eu/content/stream/Sites/website/library/WBEC-REG-ENE-01-BR-1-Role-of-hydropower-04.12b.pdf https://bankwatch.org/publication/broken-rivers-impacts-european-financed-small-hydropower-plants-pristine-balkan-landscapes
MK | Macedonia | Lipkovo (new) 125/Kamena reka | Kamena |  | Lipkovo | Greenfield | Powerhouse: 42.197826, 21.523395; Intake: 42.222089, 21.503178 | Skopska Crna Gora | IPA | Outside | 2.4 | 0 |  | SOL Hidropauer DOOEL (also SOL Hydropower DOOEL) | SOL spa | Italy | 100% | private | [5 empty] | operational<5 | 2015 |  |  |  |  | MK-MDB | European Investment Bank (EIB) | Signed | financial intermediary | see SHPP 97 |  |  |  | Macedonian Bank for Development Promotion |  |  | Yes | Significant environmental impacts | http://www.invest-in-macedonia.com/business-and-economy/business/1364933760-construction-of-first-small-hydro-plant-on-bistrica-river-begins.htmlů http://renewables.seenews.com/news/macedonia-s-sol-hydropower-launches-shpp-project-econ-min-344435; http://fonkohydro.com/index.php/project; correspondence with the EIB, https://www.wbif.eu/content/stream/Sites/website/library/WBEC-REG-ENE-01-BR-1-Role-of-hydropower-04.12b.pdf, http://www.plantlifeipa.org/Factsheet.asp?sid=1513 https://bankwatch.org/publication/broken-rivers-impacts-european-financed-small-hydropower-plants-pristine-balkan-landscapes
MK | Macedonia | Galicka reka (also Galicnik 3 or Galicka 3) | Galicka | Crn Drim |  | Greenfield | Powerhouse: 41.583775, 20.631479; Intake: 41.586614, 20.643905 | Mavrovo | National Park Nominated Emerald site | Inside | 1.154 | 0 |  | PCC Hidro DOOEL | PCC DEG Renewables GmbH | Germany | PCC SE (60%) and Deutsche Investitions und Entwicklungsgesellschaft mbH - DEG, member of KfW banking group (40%) | private | [5 empty] | operational<5 | 2014 |  |  | 12 |  | MK-MDB | European Bank for Reconstruction and Development (EBRD) | Completed | credit | 6 |  |  |  | Kreditanstalt für Wiederaufbau (KfW) | Invested |  | Yes | Loan signed on 14.4.2011. The EBRD loan is complemented by technical assistance funds provided by the Western Balkans Fund, the EBRD Shareholder Special Fund and the Norwegian Government. Upon successful completion of the project, PCC Hydro DOOEL will be eligible to receive an incentive payment for the reduction of CO2 emissions. This incentive payment is provided by the Western Balkans Fund, the EBRD Shareholder Special Fund and the European Union. This SHPP including the village of Jance and surrounding area are on the territory of the National Park Mavrovo. The powerhouse is approx. 4,000 m inside the national park. Incentive Payments (capped) for Galicka reka, Patishka, Gradecka and Brajcino 2: 0,83 CDM | http://www.ebrd.com/news/2011/new-ebrd-investment-in-macedonian-renewable-energy-sector.html; correspondence with EBRD 07/09/16; http://www.pcc-hydro-mk.com/ttw/pcchydro.nsf/id/EN_Shareholder; https://cdm.unfccc.int/filestorage/1/B/7/1B703RWD59KPISOC84TXQEVFZNYHG6/PDD%3A%20PCC%20Hydro%20Climate%20Conservation%20Macedonia.pdf?t=YXB8bnVpYms5fDCaecL8Gu4EVjnWglReAhNv, https://www.wbif.eu/content/stream/Sites/website/library/WBEC-REG-ENE-01-BR-1-Role-of-hydropower-04.12b.pdf http://www.erc.org.mk/odluki/2.%20EE-O-2014.06.24%20-%20ODLUKA%20ZA%20PCC%20-%20GALICKA%20REKA%203%20-%20ref%2033.pdf
MK | Macedonia | Patishka reka (also Patiska) | Patishka | Vardar |  | Greenfield | Powerhouse: 41.798781, 21.319303; Intakes: 41.796833, 21.331464 and 41.788008, 21.327112 | Jasen, Jakupica | Jasen Special Protected Area Jakupica Nominated Emerald site IBA IPA | Inside | 0.654 | 0 |  | PCC Hidro DOOEL | PCC DEG Renewables GmbH | Germany | PCC SE (60%) and Deutsche Investitions und Entwicklungsgesellschaft mbH - DEG, member of KfW banking group (40%) | private | [5 empty] | operational<5 | 2015 |  |  | See Galicka reka |  | MK-MDB | European Bank for Reconstruction and Development (EBRD) | Completed | credit | see Galicka reka |  |  |  | Kreditanstalt für Wiederaufbau (KfW) | Invested |  | Yes | One intake is inside the Jasen special protected area. The other intake is outside the special protected area. One cahnnel lies inside the protected area Jasen. The other channel lies outside. The penstock and the powerhouse lie outside the special protected area Jasen. The whole scheme is inside of Nominated Emerald site and parts are in IBA and IPA. EBRD loan signed on 14.4.2011. Incentive Payments (capped) for Galicka reka, Patishka, Gradecka and Brajcino 2: 0.83 CDM | Correspondence with EBRD 07/09/16; https://cdm.unfccc.int/filestorage/1/B/7/1B703RWD59KPISOC84TXQEVFZNYHG6/PDD%3A%20PCC%20Hydro%20Climate%20Conservation%20Macedonia.pdf?t=YXB8bnVpYms5fDCaecL8Gu4EVjnWglReAhNv, https://www.wbif.eu/content/stream/Sites/website/library/WBEC-REG-ENE-01-BR-1-Role-of-hydropower-04.12b.pdf http://www.erc.org.mk/odluki/2%20%20EE-O-2015%2003%2018%20-%20ODLUKA%20ZA%20PCC%20HIDRO%20-%20PATISKA%20REKA%20146.pdf
MK | Macedonia | Gradecka reka | Gradecka | Vardar |  | Greenfield |  |  |  |  | 0.87 | 0 |  | PCC Hidro DOOEL | PCC DEG Renewables GmbH | Germany | PCC SE (Germany) (60%) and Deutsche Investitions und Entwicklungsgesellschaft mbH - DEG (Germany), member of KfW banking group (40%) | private | [5 empty] | operational 5-10 | 2013 |  |  | See Galicka reka |  | MK-MDB | European Bank for Reconstruction and Development (EBRD) | Completed | credit | see Galicka reka |  |  |  | Kreditanstalt für Wiederaufbau (KfW) | Invested |  | Yes | CDM doc: No installation of the SHPP is situated within the National Park. EBRD loan signed on 14.4.2011. Incentive Payments (capped) for Galicka reka, Patishka, Gradecka and Brajcino 2: 0.83 On the edge of an Important Plant Area (Plachkovica). However in this particular case it is not clear that the hydropower plant has an impact on the area since it is designated due to its plant value. | Correspondence with EBRD 07/09/16; http://www.pcc-hydro-mk.com/ttw/pcchydro.nsf/id/EN_Shareholder; https://cdm.unfccc.int/filestorage/1/B/7/1B703RWD59KPISOC84TXQEVFZNYHG6/PDD%3A%20PCC%20Hydro%20Climate%20Conservation%20Macedonia.pdf?t=YXB8bnVpYms5fDCaecL8Gu4EVjnWglReAhNv, https://www.wbif.eu/content/stream/Sites/website/library/WBEC-REG-ENE-01-BR-1-Role-of-hydropower-04.12b.pdf
MK | Macedonia | Brajcinska reka (also Brajcino 2) | Brajcinska | Crn Drim |  | Greenfield | Powerhouse: 40.911305, 21.171411; Intake Brajcinska: 40.917946, 21.194667; Intake Stanisar: 40.919822, 21.182195 | Pelister Baba Mountain PBA | National Park Emerald Prime Butterfly Area | Inside | 1.44 | 0 |  | PCC Hidro DOOEL | PCC DEG Renewables GmbH | Germany | PCC SE (Germany) (60%) and Deutsche Investitions und Entwicklungsgesellschaft mbH - DEG (Germany), member of KfW banking group (40%) | private | [5 empty] | operational<5 | 2014 |  |  | See Galicka reka |  | MK-MDB | European Bank for Reconstruction and Development (EBRD) | Completed | credit | see Galicka reka |  |  |  | Kreditanstalt für Wiederaufbau (KfW) | Invested |  | Yes | EBRD loan signed on 14.4.2011. Incentive Payments (capped) for Galicka reka, Patishka, Gradecka and Brajcino 2: 0,83 The location is near the border with Greece and on the territory of the Pelister National Park. Intake 1 lies inside the national park. Intake 2 lies directly on the boundary of the national park. Channel 1 lies inside the national park. Channel 2 lies outside the national park Pelister. The powerhouse lies outside the national park. The EBRD's consultant who looked into this issue had a different conclusion, that the plant is inside a PBA but not the National Park. CDM | http://www.pcc-hydro-mk.com/ttw/pcchydro.nsf/id/EN_Projects_eins; correspondence with EBRD 07/09/16; http://www.pcc-hydro-mk.com/ttw/pcchydro.nsf/id/EN_Shareholder; https://cdm.unfccc.int/filestorage/1/B/7/1B703RWD59KPISOC84TXQEVFZNYHG6/PDD%3A%20PCC%20Hydro%20Climate%20Conservation%20Macedonia.pdf?t=YXB8bnVpYms5fDCaecL8Gu4EVjnWglReAhNv, https://www.wbif.eu/content/stream/Sites/website/library/WBEC-REG-ENE-01-BR-1-Role-of-hydropower-04.12b.pdf https://bankwatch.org/publication/broken-rivers-impacts-european-financed-small-hydropower-plants-pristine-balkan-landscapes
MK | Macedonia | Zrnovska cascade / Zrnovska reka 1 | Zrnovska |  | Radovish i Vinica | Greenfield |  | Plachkovica Important Plant Area (IPA) | Other protected area | Inside |  | 1.52 |  | Italian Macedonian Power Generation (IMPG) DOO | Owned by C.I. Power | Italy | 89% Impresa Costruzioni Ulisse Navarra (ICUN) S.p.A (Italy), the rest Condotte SpA (Italy) | private |  |  | 23 |  |  | under construction | N/A |  |  | 15.8 |  | MK-MDB | European Bank for Reconstruction and Development (EBRD) | Cancelled | credit | 6 | [6 empty] | Not identified | EBRD loan signed on 28.3.2012. Incentive Payments (capped) for Estericka+Zrnovska 1+2+Kadina: 0,90 | Correspondence with EBRD 07/09/16
MK | Macedonia | Zrnovska cascade / Zrnovska reka 2 | Zrnovska |  | Zrnovcii Vinica | Greenfield |  | Plachkovica Important Plant Area (IPA) | Other protected area | Inside |  | 0.65 |  | Italian Macedonian Power Generation (IMPG) DOO | Owned by C.I. Power | Italy | 89% Impresa Costruzioni Ulisse Navarra (ICUN) S.p.A (Italy), the rest Condotte SpA (Italy) | private |  |  | 23 |  |  | under construction | N/A |  |  | See Zrnovska cascade / Zrnovska reka |  | MK-MDB | European Bank for Reconstruction and Development (EBRD) | Cancelled | credit | see Zrnovska reka | [6 empty] | Not identified | EBRD loan signed on 28.3.2012. Incentive Payments (capped) for Estericka+Zrnovska 1+2+Kadina: 0,90 | Correspondence with EBRD 07/09/16
MK | Macedonia | Estericka reka | Estericka | Vardar | Probishtip | Greenfield |  | Osogovo Mountains Emerald | Emerald | Inside | 0.38 | 0 |  | Italian Macedonian Power Generation (IMPG) DOO | Owned by C.I. Power | Italy | 89% Impresa Costruzioni Ulisse Navarra (ICUN) S.p.A (Italy), the rest Condotte SpA (Italy) | private |  |  | 23 |  |  | operational<5 | 2014 |  |  | See Zrnovska cascade / Zrnovska reka |  | MK-MDB | European Bank for Reconstruction and Development (EBRD) | Cancelled | credit | see Zrnovska reka | [6 empty] | Not identified | EBRD loan signed on 28.3.2012. Incentive Payments (capped) for Estericka+Zrnovska 1+2+Kadina: 0,91 | http://www.websedff.com/fileadmin/documents/FICHT-8814953-v1-FYROM_IMPG_Case_Study.pdf; Correspondence with EBRD 07/09/16, https://www.wbif.eu/content/stream/Sites/website/library/WBEC-REG-ENE-01-BR-1-Role-of-hydropower-04.12b.pdf
MK | Macedonia | Kadina reka | Kadina |  | Studenichani | Greenfield |  | Jakupica Emerald Jakupica IPA Jakupica PA | Emerald Important Plant Area (IPA) Protected Area (proposed in 1999) | Inside |  | 4 |  | Italian Macedonian Power Generation (IMPG) DOO | Owned by C.I. Power | Italy | 89% Impresa Costruzioni Ulisse Navarra (ICUN) S.p.A (Italy), the rest Condotte SpA (Italy) | private |  |  | 23 |  |  | under construction | N/A |  |  | See Zrnovska cascade / Zrnovska reka |  | MK-MDB | European Bank for Reconstruction and Development (EBRD) | Cancelled | credit | see Zrnovska reka | [6 empty] | Not identified | EBRD loan signed on 28.3.2012. Incentive Payments (capped) for Estericka+Zrnovska 1+2+Kadina: 0,91 CDM (under Macedonian SHPP Bundle III) | https://cdm.unfccc.int/Projects/DB/BVQI1356780788.66/view; Correspondence with EBRD 07/09/16, http://www.websedff.com/fileadmin/documents/FICHT-8814953-v1-FYROM_IMPG_Case_Study.pdf?PHPSESSID=b5eba37a142204cf83c206d73d2e4bff, https://balkangreenenergynews.com/italian-company-condotte-building-hydropower-plants/
MK | Macedonia | Odranska | Odranska |  |  | Greenfield |  | Shar Mt. Emerald Shar Mt. PBA | Emerald Prime Butterfly Area (PBA) | Inside | 0 | 0.282 |  | Super Nouva Energy DOOEL | not identified |  |  | private |  | 2011 |  |  |  | under construction | N/A | [15 empty] | Not identified | It is estimated that it is under construction but not confirmed. | http://www.slvesnik.com.mk/Issues/9c01824bfd864eb8b27bbc4d2d57f269.pdf
MK | Macedonia | Belovishka | Belovishka |  |  | Greenfield |  | Shar Mt. IPA Shar Mt. PBA Shar Planina PA | Important Plant Area (IPA) Prime Butterfly Area (PBA) Protected Area (proposed in 1999) | Inside | 0 | 0.7 |  | not identified | not identified |  |  | private | [5 empty] | offered for investment | N/A | [15 empty] | Not identified |  | http://shpp.moepp.gov.mk/UserFiles/files/%D0%88%D0%B0%D0%B2%D0%B5%D0%BD%20%D0%BF%D0%BE%D0%B2%D0%B8%D0%BA%20%D0%B7%D0%B0%20%D0%B4%D0%BE%D0%B4%D0%B5%D0%BB%D1%83%D0%B2%D0%B0%D1%9A%D0%B5%20%D0%BD%D0%B0%20%D0%BA%D0%BE%D0%BD%D1%86%D0%B5%D1%81%D0%B8%D1%98%D0%B0%20%D0%B7%D0%B0%20%D0%BA%D0%BE%D1%80%D0%B8%D1%81%D1%82%D0%B5%D1%9A%D0%B5%20%D0%BD%D0%B0%20%D0%B2%D0%BE%D0%B4%D0%B0%20%D0%B7%D0%B0%20%D0%BF%D1%80%D0%BE%D0%B8%D0%B7%D0%B2%D0%BE%D0%B4%D1%81%D1%82%D0%B2%D0%BE%20%D0%BD%D0%B0%20%D0%B5%D0%BB%D0%B5%D0%BA%D1%82%D1%80%D0%B8%D1%87%D0%BD%D0%B0%20%D0%B5%D0%BD%D0%B5%D1%80%D0%B3%D0%B8%D1%98%D0%B0%20%D0%BE%D0%B4%20%20%D0%BC%D0%B0%D0%BB%D0%B8%20%D1%85%D0%B8%D0%B4%D1%80%D0%BE%D0%B5%D0%BB%D0%B5%D0%BA%D1%82%D1%80%D0%B8%D1%87%D0%BD%D0%B8%20%D1%86%D0%B5%D0%BD%D1%82%D1%80%D0%B0%D0%BB%D0%B8.pdf
MK | Macedonia | Golema reka | Golema |  |  | Greenfield |  |  |  |  | 0 | 0.164 |  | Energoremont-MZT-HERC | not identified |  |  | private |  | 2011 |  |  |  | under construction | N/A | [15 empty] | Not identified | The company claims to have received an EBRD loan but this still needs to be checked. | http://www.erc.org.mk/odluki/EE-O-2016.05.18%20-%20Resenie%20za%20prestanuvanje%20ENERGOREMONT%20-%20MHE%20268%20GOLEMA%20REKA.pdf, http://dietsmannenergoremont.bg/en/%D0%B7%D0%B0%D1%80%D0%B0%D0%B1%D0%BE%D1%82%D0%B8-%D0%BF%D1%8A%D1%80%D0%B2%D0%B0%D1%82%D0%B0-%D0%B2%D0%B5%D1%86-%D0%BD%D0%B0-%D0%B5%D0%BD%D0%B5%D1%80%D0%B3%D0%BE%D1%80%D0%B5%D0%BC%D0%BE%D0%BD/, http://www.feroinvest.com.mk/_pdf/Projects-Aquawatt_en.pdf, http://dietsmannenergoremont.bg/en/%D0%BF%D1%80%D0%B5%D0%B4%D1%81%D1%82%D0%B0%D0%B2%D0%B8%D1%82%D0%B5%D0%BB%D1%81%D1%82%D0%B2%D0%B0-%D0%B2-%D1%87%D1%83%D0%B6%D0%B1%D0%B8%D0%BD%D0%B0/
MK | Macedonia | Shemnica | Shemnica |  |  | Greenfield |  |  | National park | Inside | 0.8 | 0 |  | Energoremont-MZT-HERC | not identified |  |  | private |  | 2011 |  |  | Vaptech (Bulgaria) | operational<5 | 2016 | [15 empty] | Not identified | The company claims to have received an EBRD loan but this still needs to be checked. | http://www.vaptech.bg/project/41-VAPTECH-to-supply-electromechanical-equipment-for-Shemnica-hydropower-plant-in-Macedonia, http://dietsmannenergoremont.bg/en/%d0%b5%d0%bd%d0%b5%d1%80%d0%b3%d0%be%d1%80%d0%b5%d0%bc%d0%be%d0%bd%d1%82-%d1%85%d0%be%d0%bb%d0%b4%d0%b8%d0%bd%d0%b3-%d0%b7%d0%b0%d0%b2%d1%8a%d1%80%d1%88%d0%b8-%d1%81%d0%bc%d1%80-%d0%bf%d0%be-%d0%bf/, http://www.erc.org.mk/odluki/EE-O-2016.05.18%20-%20Resenie%20za%20prestanuvanje%20ENERGOREMONT%20-%20MHE%20268%20GOLEMA%20REKA.pdf, http://dietsmannenergoremont.bg/en/%D0%B7%D0%B0%D1%80%D0%B0%D0%B1%D0%BE%D1%82%D0%B8-%D0%BF%D1%8A%D1%80%D0%B2%D0%B0%D1%82%D0%B0-%D0%B2%D0%B5%D1%86-%D0%BD%D0%B0-%D0%B5%D0%BD%D0%B5%D1%80%D0%B3%D0%BE%D1%80%D0%B5%D0%BC%D0%BE%D0%BD/, http://dietsmannenergoremont.bg/en/%D0%BF%D1%80%D0%B5%D0%B4%D1%81%D1%82%D0%B0%D0%B2%D0%B8%D1%82%D0%B5%D0%BB%D1%81%D1%82%D0%B2%D0%B0-%D0%B2-%D1%87%D1%83%D0%B6%D0%B1%D0%B8%D0%BD%D0%B0/, http://www.feroinvest.com.mk/_pdf/Projects-Aquawatt_en.pdf, http://dietsmannenergoremont.bg/en/%D0%BF%D1%80%D0%B5%D0%B4%D1%81%D1%82%D0%B0%D0%B2%D0%B8%D1%82%D0%B5%D0%BB%D1%81%D1%82%D0%B2%D0%B0-%D0%B2-%D1%87%D1%83%D0%B6%D0%B1%D0%B8%D0%BD%D0%B0/
MK | Macedonia | Recica I Grmesnica | Recica I Grmesnica |  |  | Greenfield | [5 empty] | 0.708 |  | Energoremont-MZT-HERC | not identified |  |  | private |  | 2011 |  |  |  | under construction | N/A | [15 empty] | Not identified | The company claims to have received an EBRD loan but this still needs to be checked. | http://dietsmannenergoremont.bg/en/%d0%b5%d0%bd%d0%b5%d1%80%d0%b3%d0%be%d1%80%d0%b5%d0%bc%d0%be%d0%bd%d1%82-%d1%85%d0%be%d0%bb%d0%b4%d0%b8%d0%bd%d0%b3-%d0%b7%d0%b0%d0%b2%d1%8a%d1%80%d1%88%d0%b8-%d1%81%d0%bc%d1%80-%d0%bf%d0%be-%d0%bf/, http://www.erc.org.mk/odluki/EE-O-2016.05.18%20-%20Resenie%20za%20prestanuvanje%20ENERGOREMONT%20-%20MHE%20268%20GOLEMA%20REKA.pdf, http://dietsmannenergoremont.bg/en/%D0%B7%D0%B0%D1%80%D0%B0%D0%B1%D0%BE%D1%82%D0%B8-%D0%BF%D1%8A%D1%80%D0%B2%D0%B0%D1%82%D0%B0-%D0%B2%D0%B5%D1%86-%D0%BD%D0%B0-%D0%B5%D0%BD%D0%B5%D1%80%D0%B3%D0%BE%D1%80%D0%B5%D0%BC%D0%BE%D0%BD/, http://dietsmannenergoremont.bg/en/%D0%BF%D1%80%D0%B5%D0%B4%D1%81%D1%82%D0%B0%D0%B2%D0%B8%D1%82%D0%B5%D0%BB%D1%81%D1%82%D0%B2%D0%B0-%D0%B2-%D1%87%D1%83%D0%B6%D0%B1%D0%B8%D0%BD%D0%B0/, http://www.feroinvest.com.mk/_pdf/Projects-Aquawatt_en.pdf, http://www.erc.org.mk/odluki/EE-O-2016.04.18%20-Resenie%20za%20prodolzuvanje%20MHE%20378%20RECICA%20I%20GRMESNICA%20-%20ENERGOREMONT.pdf, http://dietsmannenergoremont.bg/en/%D0%BF%D1%80%D0%B5%D0%B4%D1%81%D1%82%D0%B0%D0%B2%D0%B8%D1%82%D0%B5%D0%BB%D1%81%D1%82%D0%B2%D0%B0-%D0%B2-%D1%87%D1%83%D0%B6%D0%B1%D0%B8%D0%BD%D0%B0/
MK | Macedonia | Baciska (also Bachishka) | Baciska | Vardar |  | Greenfield |  |  |  |  | 1.404 | 0 |  | Albnor Kompani | not identified |  |  | private | [5 empty] | operational<5 | 2015 | [15 empty] | Not identified |  | https://www.wbif.eu/content/stream/Sites/website/library/WBEC-REG-ENE-01-BR-1-Role-of-hydropower-04.12b.pdf
MK | Macedonia | Vejacka | Vejacka | Vardar |  | Greenfield |  |  |  |  | 1.31 | 0 |  | AK-Invest doo Tetovo | not identified |  |  | private |  | 2011 |  |  |  | operational<5 | 2015 | [15 empty] | Not identified |  | https://www.wbif.eu/content/stream/Sites/website/library/WBEC-REG-ENE-01-BR-1-Role-of-hydropower-04.12b.pdf
MK | Macedonia | Konjarka | Konjarka | Vardar |  | Greenfield |  | Nidzhe | Emerald | Inside | 0.618 | 0 |  | El-te Hidro Dooel | not identified |  |  | private | [5 empty] | operational<5 | 2015 | [15 empty] | Not identified |  | https://www.wbif.eu/content/stream/Sites/website/library/WBEC-REG-ENE-01-BR-1-Role-of-hydropower-04.12b.pdf
MK | Macedonia | Kushnica/Kusnica | Kushnica | Vardar |  | Greenfield |  |  |  |  | 0.25 | 0 |  | Elektro Lab Doo | not identified |  |  | private | [5 empty] | operational<5 | 2015 | [15 empty] | Not identified |  | https://www.wbif.eu/content/stream/Sites/website/library/WBEC-REG-ENE-01-BR-1-Role-of-hydropower-04.12b.pdf
MK | Macedonia | Baciska reka 2 | Baciska |  |  | Greenfield |  |  |  |  | 1.053 | 0 |  | Albnor kompani or Nord Energy Group_Tetovo (source: EcoSvest) | not identified |  |  | private |  | 2011 |  |  |  | operational<5 | 2014 | [9 empty] | Stopanska banka | Completed |  |  |  |  | Yes | EVN Macedonia (IFC’s borrower) acquired a 70% interest in the project back in Feb. 2012. The construction of the plant was completed in 2014, and became operational. EVN Macedonia sold this asset in 2016. IFC's understanding is that the construction of the small hydro was financed by Stopanska Banka AD Skopje, but no amount was disclosed. | Correspondence with the IFC, 20 October 2017
MK | Macedonia | Konjarka | Konjarka |  |  | Greenfield |  | Nidzhe Emerald Nidzhe IPA Nidzhe PA | Emerald Important Plant Area (IPA) Protected Area (proposed in 2011) | Inside | 1 | 0 |  | El-te inzenering Skopje | not identified |  |  | private | [5 empty] | operational<5 | 2015 | [15 empty] | Not identified |  | https://www.wbif.eu/content/stream/Sites/website/library/WBEC-REG-ENE-01-BR-1-Role-of-hydropower-04.12b.pdf
MK | Macedonia | Blatecka | Blatecka |  |  | Unclear | [5 empty] | 0.606 |  | Energy lux Dooel | not identified |  |  | private | [5 empty] | unclear | N/A | [15 empty] | Not identified |  | http://www.moepp.gov.mk/wp-content/uploads/2015/01/RBMP_Bregalnica_Final.pdf
MK | Macedonia | Jablanica | Jablanica | Crn Drim |  | Greenfield | Powerhouse: 41.319619, 20.600220; Intake: 41.311342, 20.572188 | Jablanica | Proposed National Park Nominated Emerald site | Inside | 3.28 | 0 |  | MHE Jablanica Doo Skopje | FEROINVEST DOO | Macedonia |  | private |  | 2011 |  |  |  | operational<5 | 2015 |  |  | 6.4 |  | MK-MDB | European Bank for Reconstruction and Development (EBRD) | Signed | credit | 2.2 | [6 empty] | Yes | Incentive Payments (capped): 0.22 EBRD signed on 18.12.2012 Concession 2011 for Consortium- Fero Invest Doo, GD Granit AD | Correspondence with EBRD 07/09/16, https://www.wbif.eu/content/stream/Sites/website/library/WBEC-REG-ENE-01-BR-1-Role-of-hydropower-04.12b.pdf
MK | Macedonia | Charkit cascade / Charkit 1 | Charkit | Pena |  | Greenfield |  |  |  |  | 0 | 0.748 |  | not identified | not identified | [8 empty] | offered for investment | N/A | [15 empty] | None | Not clear whether concession was finally awarded | http://shpp.moepp.gov.mk/UserFiles/files/%D0%88%D0%B0%D0%B2%D0%B5%D0%BD%20%D0%BF%D0%BE%D0%B2%D0%B8%D0%BA%20%D0%B7%D0%B0%20%D0%B4%D0%BE%D0%B4%D0%B5%D0%BB%D1%83%D0%B2%D0%B0%D1%9A%D0%B5%20%D0%BD%D0%B0%20%D0%BA%D0%BE%D0%BD%D1%86%D0%B5%D1%81%D0%B8%D1%98%D0%B0%20%D0%B7%D0%B0%20%D0%BA%D0%BE%D1%80%D0%B8%D1%81%D1%82%D0%B5%D1%9A%D0%B5%20%D0%BD%D0%B0%20%D0%B2%D0%BE%D0%B4%D0%B0%20%D0%B7%D0%B0%20%D0%BF%D1%80%D0%BE%D0%B8%D0%B7%D0%B2%D0%BE%D0%B4%D1%81%D1%82%D0%B2%D0%BE%20%D0%BD%D0%B0%20%D0%B5%D0%BB%D0%B5%D0%BA%D1%82%D1%80%D0%B8%D1%87%D0%BD%D0%B0%20%D0%B5%D0%BD%D0%B5%D1%80%D0%B3%D0%B8%D1%98%D0%B0%20%D0%BE%D0%B4%20%20%D0%BC%D0%B0%D0%BB%D0%B8%20%D1%85%D0%B8%D0%B4%D1%80%D0%BE%D0%B5%D0%BB%D0%B5%D0%BA%D1%82%D1%80%D0%B8%D1%87%D0%BD%D0%B8%20%D1%86%D0%B5%D0%BD%D1%82%D1%80%D0%B0%D0%BB%D0%B8.pdf
MK | Macedonia | Charkit cascade / Charkit 2 | Charkit | Pena |  | Greenfield |  |  |  |  | 0 | 1.147 |  | not identified | not identified | [8 empty] | offered for investment | N/A | [15 empty] | None | Not clear whether concession was finally awarded | http://shpp.moepp.gov.mk/UserFiles/files/%D0%88%D0%B0%D0%B2%D0%B5%D0%BD%20%D0%BF%D0%BE%D0%B2%D0%B8%D0%BA%20%D0%B7%D0%B0%20%D0%B4%D0%BE%D0%B4%D0%B5%D0%BB%D1%83%D0%B2%D0%B0%D1%9A%D0%B5%20%D0%BD%D0%B0%20%D0%BA%D0%BE%D0%BD%D1%86%D0%B5%D1%81%D0%B8%D1%98%D0%B0%20%D0%B7%D0%B0%20%D0%BA%D0%BE%D1%80%D0%B8%D1%81%D1%82%D0%B5%D1%9A%D0%B5%20%D0%BD%D0%B0%20%D0%B2%D0%BE%D0%B4%D0%B0%20%D0%B7%D0%B0%20%D0%BF%D1%80%D0%BE%D0%B8%D0%B7%D0%B2%D0%BE%D0%B4%D1%81%D1%82%D0%B2%D0%BE%20%D0%BD%D0%B0%20%D0%B5%D0%BB%D0%B5%D0%BA%D1%82%D1%80%D0%B8%D1%87%D0%BD%D0%B0%20%D0%B5%D0%BD%D0%B5%D1%80%D0%B3%D0%B8%D1%98%D0%B0%20%D0%BE%D0%B4%20%20%D0%BC%D0%B0%D0%BB%D0%B8%20%D1%85%D0%B8%D0%B4%D1%80%D0%BE%D0%B5%D0%BB%D0%B5%D0%BA%D1%82%D1%80%D0%B8%D1%87%D0%BD%D0%B8%20%D1%86%D0%B5%D0%BD%D1%82%D1%80%D0%B0%D0%BB%D0%B8.pdf
MK | Macedonia | Chempleska | Chempleska | Babuna |  | Greenfield |  |  |  |  | 0 | 0.3 |  | not identified | not identified |  |  | private |  | 2014 |  |  |  | offered for investment | N/A | [15 empty] | None | Not clear whether concession was finally awarded | http://shpp.moepp.gov.mk/UserFiles/files/%D0%88%D0%B0%D0%B2%D0%B5%D0%BD%20%D0%BF%D0%BE%D0%B2%D0%B8%D0%BA%20%D0%B7%D0%B0%20%D0%B4%D0%BE%D0%B4%D0%B5%D0%BB%D1%83%D0%B2%D0%B0%D1%9A%D0%B5%20%D0%BD%D0%B0%20%D0%BA%D0%BE%D0%BD%D1%86%D0%B5%D1%81%D0%B8%D1%98%D0%B0%20%D0%B7%D0%B0%20%D0%BA%D0%BE%D1%80%D0%B8%D1%81%D1%82%D0%B5%D1%9A%D0%B5%20%D0%BD%D0%B0%20%D0%B2%D0%BE%D0%B4%D0%B0%20%D0%B7%D0%B0%20%D0%BF%D1%80%D0%BE%D0%B8%D0%B7%D0%B2%D0%BE%D0%B4%D1%81%D1%82%D0%B2%D0%BE%20%D0%BD%D0%B0%20%D0%B5%D0%BB%D0%B5%D0%BA%D1%82%D1%80%D0%B8%D1%87%D0%BD%D0%B0%20%D0%B5%D0%BD%D0%B5%D1%80%D0%B3%D0%B8%D1%98%D0%B0%20%D0%BE%D0%B4%20%20%D0%BC%D0%B0%D0%BB%D0%B8%20%D1%85%D0%B8%D0%B4%D1%80%D0%BE%D0%B5%D0%BB%D0%B5%D0%BA%D1%82%D1%80%D0%B8%D1%87%D0%BD%D0%B8%20%D1%86%D0%B5%D0%BD%D1%82%D1%80%D0%B0%D0%BB%D0%B8.pdf
MK | Macedonia | Ehloecka | Ehloecka |  | Kichevo | Greenfield |  |  |  |  | 0 | 0.548 |  | MHE Ehloec doo | Milenium Inzenering doo, Makedonska Razvojna Fondacija za Pretprijatija, DPTU Adrijatik Konsalting Grupa dooel_Skopje |  |  | private |  | 2015 |  |  |  | concession awarded | N/A | [15 empty] | Not identified |  | http://www.moepp.gov.mk/wp-content/uploads/2016/02/Skluceni-dogovori-za-dodeluvanje-koncesija-za-proizvodstvo-na-struja-i-izgradba-na-MHE_2015_2016.pdf
MK | Macedonia | Jadovska | Jadovska |  |  | Greenfield |  | Mavrovo Bistra IPA Korab mountain and Radika gorge IBA | National Park Emerald Important Plant Area (IPA) Important Bird Area (IBA) | Inside |  | 2.565 |  | Rad-kom dooel | not identified |  |  | private |  | 2014 |  |  |  | offered for investment | N/A | [15 empty] | Not identified | It was offered for concession, probably also awarded but not clear. | https://rm.coe.int/hydro-power-development-within-the-territory-of-mavrovo-national-park-/168073cae7, http://shpp.moepp.gov.mk/UserFiles/files/%D0%88%D0%B0%D0%B2%D0%B5%D0%BD%20%D0%BF%D0%BE%D0%B2%D0%B8%D0%BA%20%D0%B7%D0%B0%20%D0%B4%D0%BE%D0%B4%D0%B5%D0%BB%D1%83%D0%B2%D0%B0%D1%9A%D0%B5%20%D0%BD%D0%B0%20%D0%BA%D0%BE%D0%BD%D1%86%D0%B5%D1%81%D0%B8%D1%98%D0%B0%20%D0%B7%D0%B0%20%D0%BA%D0%BE%D1%80%D0%B8%D1%81%D1%82%D0%B5%D1%9A%D0%B5%20%D0%BD%D0%B0%20%D0%B2%D0%BE%D0%B4%D0%B0%20%D0%B7%D0%B0%20%D0%BF%D1%80%D0%BE%D0%B8%D0%B7%D0%B2%D0%BE%D0%B4%D1%81%D1%82%D0%B2%D0%BE%20%D0%BD%D0%B0%20%D0%B5%D0%BB%D0%B5%D0%BA%D1%82%D1%80%D0%B8%D1%87%D0%BD%D0%B0%20%D0%B5%D0%BD%D0%B5%D1%80%D0%B3%D0%B8%D1%98%D0%B0%20%D0%BE%D0%B4%20%20%D0%BC%D0%B0%D0%BB%D0%B8%20%D1%85%D0%B8%D0%B4%D1%80%D0%BE%D0%B5%D0%BB%D0%B5%D0%BA%D1%82%D1%80%D0%B8%D1%87%D0%BD%D0%B8%20%D1%86%D0%B5%D0%BD%D1%82%D1%80%D0%B0%D0%BB%D0%B8.pdf
MK | Macedonia | Karanikolos | Karanikolos |  |  | Greenfield |  |  |  |  | 0 | 1.168 |  | Hidrovat-Vodavat T6 doo. Ohrid/ACP-pak zastitno drustvo doo. Ohrid | not identified |  |  | private |  | 2016 |  |  |  | concession awarded | N/A | [15 empty] | Not identified |  | http://www.moepp.gov.mk/wp-content/uploads/2016/02/Skluceni-dogovori-za-dodeluvanje-koncesija-za-proizvodstvo-na-struja-i-izgradba-na-MHE_2015_2016.pdf
MK | Macedonia | Kiselicka | Kiselicka | Kriva reka |  | Greenfield |  |  |  |  | 0 | 0.161 |  | not identified | not identified | [8 empty] | offered for investment | N/A | [15 empty] | None | It was offered for concession, probably also awarded but not clear. | http://shpp.moepp.gov.mk/UserFiles/files/%D0%88%D0%B0%D0%B2%D0%B5%D0%BD%20%D0%BF%D0%BE%D0%B2%D0%B8%D0%BA%20%D0%B7%D0%B0%20%D0%B4%D0%BE%D0%B4%D0%B5%D0%BB%D1%83%D0%B2%D0%B0%D1%9A%D0%B5%20%D0%BD%D0%B0%20%D0%BA%D0%BE%D0%BD%D1%86%D0%B5%D1%81%D0%B8%D1%98%D0%B0%20%D0%B7%D0%B0%20%D0%BA%D0%BE%D1%80%D0%B8%D1%81%D1%82%D0%B5%D1%9A%D0%B5%20%D0%BD%D0%B0%20%D0%B2%D0%BE%D0%B4%D0%B0%20%D0%B7%D0%B0%20%D0%BF%D1%80%D0%BE%D0%B8%D0%B7%D0%B2%D0%BE%D0%B4%D1%81%D1%82%D0%B2%D0%BE%20%D0%BD%D0%B0%20%D0%B5%D0%BB%D0%B5%D0%BA%D1%82%D1%80%D0%B8%D1%87%D0%BD%D0%B0%20%D0%B5%D0%BD%D0%B5%D1%80%D0%B3%D0%B8%D1%98%D0%B0%20%D0%BE%D0%B4%20%20%D0%BC%D0%B0%D0%BB%D0%B8%20%D1%85%D0%B8%D0%B4%D1%80%D0%BE%D0%B5%D0%BB%D0%B5%D0%BA%D1%82%D1%80%D0%B8%D1%87%D0%BD%D0%B8%20%D1%86%D0%B5%D0%BD%D1%82%D1%80%D0%B0%D0%BB%D0%B8.pdf
MK | Macedonia | Kovachka cascade / Kovachka 1 also: Kovachka 21 | Kovachka |  | M. Brod | Greenfield |  |  |  |  | 0 | 0.357 |  | Aktuel Enerdzi Grup | DJS Aktuel Gjoko dooel, JES Global dooel |  |  | private |  | 2015 |  |  |  | concession awarded | N/A | [15 empty] | Not identified |  | http://www.moepp.gov.mk/wp-content/uploads/2016/02/Skluceni-dogovori-za-dodeluvanje-koncesija-za-proizvodstvo-na-struja-i-izgradba-na-MHE_2015_2016.pdf
MK | Macedonia | Kovachka cascade / Kovachka 2 also: Kovachka 22 | Kovachka |  | M. Brod | Greenfield |  |  |  |  | 0 | 0.304 |  | Aktuel Enerdzi Grup | DJS Aktuel Gjoko dooel, JES Global dooel |  |  | private |  | 2015 |  |  |  | concession awarded | N/A | [15 empty] | Not identified |  | http://www.moepp.gov.mk/wp-content/uploads/2016/02/Skluceni-dogovori-za-dodeluvanje-koncesija-za-proizvodstvo-na-struja-i-izgradba-na-MHE_2015_2016.pdf
MK | Macedonia | Kovachka cascade / Kovachka 3 also: Kovachka 23 | Kovachka |  | M. Brod | Greenfield |  |  |  |  | 0 | 0.505 |  | Aktuel Enerdzi Grup | DJS Aktuel Gjoko dooel, JES Global dooel |  |  | private |  | 2015 |  |  |  | concession awarded | N/A | [15 empty] | Not identified |  | http://www.moepp.gov.mk/wp-content/uploads/2016/02/Skluceni-dogovori-za-dodeluvanje-koncesija-za-proizvodstvo-na-struja-i-izgradba-na-MHE_2015_2016.pdf
MK | Macedonia | Kozica | Kozica | Kriva reka |  | Greenfield |  |  |  |  | 0 | 0.07 |  | not identified | not identified | [8 empty] | offered for investment | N/A | [15 empty] | None | It was offered for concession, possibly also awarded but not clear. | http://shpp.moepp.gov.mk/UserFiles/files/%D0%88%D0%B0%D0%B2%D0%B5%D0%BD%20%D0%BF%D0%BE%D0%B2%D0%B8%D0%BA%20%D0%B7%D0%B0%20%D0%B4%D0%BE%D0%B4%D0%B5%D0%BB%D1%83%D0%B2%D0%B0%D1%9A%D0%B5%20%D0%BD%D0%B0%20%D0%BA%D0%BE%D0%BD%D1%86%D0%B5%D1%81%D0%B8%D1%98%D0%B0%20%D0%B7%D0%B0%20%D0%BA%D0%BE%D1%80%D0%B8%D1%81%D1%82%D0%B5%D1%9A%D0%B5%20%D0%BD%D0%B0%20%D0%B2%D0%BE%D0%B4%D0%B0%20%D0%B7%D0%B0%20%D0%BF%D1%80%D0%BE%D0%B8%D0%B7%D0%B2%D0%BE%D0%B4%D1%81%D1%82%D0%B2%D0%BE%20%D0%BD%D0%B0%20%D0%B5%D0%BB%D0%B5%D0%BA%D1%82%D1%80%D0%B8%D1%87%D0%BD%D0%B0%20%D0%B5%D0%BD%D0%B5%D1%80%D0%B3%D0%B8%D1%98%D0%B0%20%D0%BE%D0%B4%20%20%D0%BC%D0%B0%D0%BB%D0%B8%20%D1%85%D0%B8%D0%B4%D1%80%D0%BE%D0%B5%D0%BB%D0%B5%D0%BA%D1%82%D1%80%D0%B8%D1%87%D0%BD%D0%B8%20%D1%86%D0%B5%D0%BD%D1%82%D1%80%D0%B0%D0%BB%D0%B8.pdf
MK | Macedonia | Krapska | Krapska |  | M. Brod | Greenfield |  | Jakupica Emerald | Emerald National strict protected area | Inside | 0 | 0.609 |  | Aktuel Enerdzi Grup | DJS Aktuel Gjoko dooel, JES Global dooel |  |  | private |  | 2015 |  |  |  | concession awarded | N/A | [15 empty] | Not identified |  | http://www.moepp.gov.mk/wp-content/uploads/2016/02/Skluceni-dogovori-za-dodeluvanje-koncesija-za-proizvodstvo-na-struja-i-izgradba-na-MHE_2015_2016.pdf
MK | Macedonia | Kratovska | Kratovska | Kriva reka |  | Greenfield |  |  |  |  | 0 | 0.147 |  | not identified | not identified | [8 empty] | offered for investment | N/A | [15 empty] | None | It was offered for concession, possibly also awarded but not clear. | http://shpp.moepp.gov.mk/UserFiles/files/%D0%88%D0%B0%D0%B2%D0%B5%D0%BD%20%D0%BF%D0%BE%D0%B2%D0%B8%D0%BA%20%D0%B7%D0%B0%20%D0%B4%D0%BE%D0%B4%D0%B5%D0%BB%D1%83%D0%B2%D0%B0%D1%9A%D0%B5%20%D0%BD%D0%B0%20%D0%BA%D0%BE%D0%BD%D1%86%D0%B5%D1%81%D0%B8%D1%98%D0%B0%20%D0%B7%D0%B0%20%D0%BA%D0%BE%D1%80%D0%B8%D1%81%D1%82%D0%B5%D1%9A%D0%B5%20%D0%BD%D0%B0%20%D0%B2%D0%BE%D0%B4%D0%B0%20%D0%B7%D0%B0%20%D0%BF%D1%80%D0%BE%D0%B8%D0%B7%D0%B2%D0%BE%D0%B4%D1%81%D1%82%D0%B2%D0%BE%20%D0%BD%D0%B0%20%D0%B5%D0%BB%D0%B5%D0%BA%D1%82%D1%80%D0%B8%D1%87%D0%BD%D0%B0%20%D0%B5%D0%BD%D0%B5%D1%80%D0%B3%D0%B8%D1%98%D0%B0%20%D0%BE%D0%B4%20%20%D0%BC%D0%B0%D0%BB%D0%B8%20%D1%85%D0%B8%D0%B4%D1%80%D0%BE%D0%B5%D0%BB%D0%B5%D0%BA%D1%82%D1%80%D0%B8%D1%87%D0%BD%D0%B8%20%D1%86%D0%B5%D0%BD%D1%82%D1%80%D0%B0%D0%BB%D0%B8.pdf
MK | Macedonia | Kuchevishka | Kuchevishka | Lepenec |  | Greenfield | [5 empty] | 0.152 |  | not identified | not identified | [8 empty] | offered for investment | N/A | [15 empty] | None | It was offered for concession, possibly also awarded but not clear. | http://shpp.moepp.gov.mk/UserFiles/files/%D0%88%D0%B0%D0%B2%D0%B5%D0%BD%20%D0%BF%D0%BE%D0%B2%D0%B8%D0%BA%20%D0%B7%D0%B0%20%D0%B4%D0%BE%D0%B4%D0%B5%D0%BB%D1%83%D0%B2%D0%B0%D1%9A%D0%B5%20%D0%BD%D0%B0%20%D0%BA%D0%BE%D0%BD%D1%86%D0%B5%D1%81%D0%B8%D1%98%D0%B0%20%D0%B7%D0%B0%20%D0%BA%D0%BE%D1%80%D0%B8%D1%81%D1%82%D0%B5%D1%9A%D0%B5%20%D0%BD%D0%B0%20%D0%B2%D0%BE%D0%B4%D0%B0%20%D0%B7%D0%B0%20%D0%BF%D1%80%D0%BE%D0%B8%D0%B7%D0%B2%D0%BE%D0%B4%D1%81%D1%82%D0%B2%D0%BE%20%D0%BD%D0%B0%20%D0%B5%D0%BB%D0%B5%D0%BA%D1%82%D1%80%D0%B8%D1%87%D0%BD%D0%B0%20%D0%B5%D0%BD%D0%B5%D1%80%D0%B3%D0%B8%D1%98%D0%B0%20%D0%BE%D0%B4%20%20%D0%BC%D0%B0%D0%BB%D0%B8%20%D1%85%D0%B8%D0%B4%D1%80%D0%BE%D0%B5%D0%BB%D0%B5%D0%BA%D1%82%D1%80%D0%B8%D1%87%D0%BD%D0%B8%20%D1%86%D0%B5%D0%BD%D1%82%D1%80%D0%B0%D0%BB%D0%B8.pdf
MK | Macedonia | Leshok / Leshkok 1 | Leshok |  |  | Greenfield |  |  |  |  | 0 | Unclear |  | not identified | not identified | [8 empty] | unclear | N/A | [15 empty] | Not identified |  | http://shpp.moepp.gov.mk/364/156/leshok
MK | Macedonia | Leshok / Leshkok 2 | Leshok |  |  | Greenfield |  |  |  |  | 0 | Unclear |  | not identified | not identified | [8 empty] | unclear | N/A | [15 empty] | Not identified |  | http://shpp.moepp.gov.mk/364/156/leshok
MK | Macedonia | Leshok / Leshkok 3 | Leshok |  |  | Greenfield |  |  |  |  | 0 | Unclear |  | not identified | not identified | [8 empty] | unclear | N/A | [15 empty] | Not identified |  | http://shpp.moepp.gov.mk/364/156/leshok
MK | Macedonia | Markova cascade / Markova 1 also Markova 143 | Markova |  | Studenicani | Greenfield |  |  |  |  | 0 | 0.3594 |  | Indigo Hidro | Indigo Hydro Energy -Italy, Kalkara -Italy | Italy |  | private |  | 2015 |  |  |  | planned | N/A | [15 empty] | Not identified |  | http://www.moepp.gov.mk/wp-content/uploads/2016/02/Skluceni-dogovori-za-dodeluvanje-koncesija-za-proizvodstvo-na-struja-i-izgradba-na-MHE_2015_2016.pdf
MK | Macedonia | Markova cascade / Markova 2 also Markova 144 | Markova |  | Studenicani | Greenfield |  |  |  |  | 0 | 0.517 |  | Indigo Hidro | Indigo Hydro Energy -Italy, Kalkara -Italy | Italy |  | private |  | 2015 |  |  |  | planned | N/A | [15 empty] | Not identified |  | http://www.moepp.gov.mk/wp-content/uploads/2016/02/Skluceni-dogovori-za-dodeluvanje-koncesija-za-proizvodstvo-na-struja-i-izgradba-na-MHE_2015_2016.pdf
MK | Macedonia | Markova cascade / Markova 3 also Markova 145 | Markova |  | Studenicani | Greenfield |  |  |  |  | 0 | 0.876 |  | Indigo Hidro | Indigo Hydro Energy -Italy, Kalkara -Italy | Italy |  | private |  | 2015 |  |  |  | planned | N/A | [15 empty] | Not identified |  | http://www.moepp.gov.mk/wp-content/uploads/2016/02/Skluceni-dogovori-za-dodeluvanje-koncesija-za-proizvodstvo-na-struja-i-izgradba-na-MHE_2015_2016.pdf
MK | Macedonia | Oreshka | Oreshka |  | Caska | Greenfield |  |  |  |  | 0 | 0.801 |  | RDL-Soul doo | not identified |  |  | private |  | 2015 |  |  |  | concession awarded | N/A | [15 empty] | Not identified |  | http://www.moepp.gov.mk/wp-content/uploads/2016/02/Skluceni-dogovori-za-dodeluvanje-koncesija-za-proizvodstvo-na-struja-i-izgradba-na-MHE_2015_2016.pdf
MK | Macedonia | Padalishka | Padalishka |  |  | Greenfield |  |  |  |  | 0 | 0.466 |  | MHE Padalishka doo Skopje | not identified |  |  | private |  | 2015 |  |  |  | concession awarded | N/A | [9 empty] | ProCredit Bank | Planned |  |  |  |  | Not identified |  | http://www.moepp.gov.mk/wp-content/uploads/2016/02/Skluceni-dogovori-za-dodeluvanje-koncesija-za-proizvodstvo-na-struja-i-izgradba-na-MHE_2015_2016.pdf, http://www.erc.org.mk/odluki/EE-O-2015.10.20%20-%20PRIVREMENO%20RESENIE%20ZA%20MHE%20PADALISKA%2014-MHE%20PADALISKA.pdf, http://vlada.mk/sednica/41
MK | Macedonia | Pena cascade / Pena 1 | Pena | Vardar |  | Greenfield |  | Shar Mt. Emerald Shar Mt. IPA Shar Mt. IBA Shar Mt. PBA | Emerald Important Plant Area (IPA) Important Bird Area (IBA) Prime Butterfly Area (PBA) | Inside | 0 | 3.093 |  | Gravis Group doo Gostivar, AK-Invest Tetovo | not identified |  |  |  |  | 2016 |  |  |  | concession awarded | N/A | [15 empty] | Not identified |  | http://www.moepp.gov.mk/wp-content/uploads/2016/02/Javen-povik-37-MHE.doc, http://www.moepp.gov.mk/wp-content/uploads/2016/02/Skluceni-dogovori-za-dodeluvanje-koncesija-za-proizvodstvo-na-struja-i-izgradba-na-MHE_2015_2016.pdf
MK | Macedonia | Pena cascade / Pena 2 | Pena | Vardar |  | Greenfield |  | Shar Mt. Emerald Shar Mt. IPA Shar Mt. IBA Shar Mt. PBA | Emerald Important Plant Area (IPA) Important Bird Area (IBA) Prime Butterfly Area (PBA) Other protected area | Inside | 0 | 1.908 |  | not identified | not identified | [8 empty] | concession awarded | N/A | [15 empty] | Not identified |  | http://www.moepp.gov.mk/wp-content/uploads/2016/02/Javen-povik-37-MHE.doc, http://www.moepp.gov.mk/wp-content/uploads/2016/02/Skluceni-dogovori-za-dodeluvanje-koncesija-za-proizvodstvo-na-struja-i-izgradba-na-MHE_2015_2016.pdf
MK | Macedonia | Pena cascade / Pena 3 | Pena | Vardar |  | Greenfield |  | Shar Mt. Emerald Shar Mt. IPA Shar Mt. IBA Shar Mt. PBA | Emerald Important Plant Area (IPA) Important Bird Area (IBA) Prime Butterfly Area (PBA) Other protected area | Inside | 0 | 0.858 |  | not identified | not identified | [8 empty] | offered for investment | N/A | [15 empty] | Not identified |  | http://www.moepp.gov.mk/wp-content/uploads/2016/02/Javen-povik-37-MHE.doc, http://www.moepp.gov.mk/wp-content/uploads/2016/02/Skluceni-dogovori-za-dodeluvanje-koncesija-za-proizvodstvo-na-struja-i-izgradba-na-MHE_2015_2016.pdf
MK | Macedonia | Pena cascade / Pena 4 | Pena | Vardar |  | Greenfield |  | Shar Mt. Emerald Shar Mt. IPA Shar Mt. IBA Shar Mt. PBA | Emerald Important Plant Area (IPA) Important Bird Area (IBA) Prime Butterfly Area (PBA) Other protected area | Inside | 0 | 1.953 |  | not identified | not identified | [8 empty] | concession awarded | N/A | [15 empty] | Not identified |  | http://www.moepp.gov.mk/wp-content/uploads/2016/02/Javen-povik-37-MHE.doc, http://www.moepp.gov.mk/wp-content/uploads/2016/02/Skluceni-dogovori-za-dodeluvanje-koncesija-za-proizvodstvo-na-struja-i-izgradba-na-MHE_2015_2016.pdf
MK | Macedonia | Radovishka | Radovishka | Strumica |  | Greenfield |  |  |  |  | 0 | 0.373 |  | Simao BZ Solar Doo Skopje and JS Aktuel Ltd. Skopje | not identified |  |  | private |  | 2016 |  |  |  | concession awarded | N/A | [15 empty] | Not identified |  | http://www.moepp.gov.mk/wp-content/uploads/2016/02/Skluceni-dogovori-za-dodeluvanje-koncesija-za-proizvodstvo-na-struja-i-izgradba-na-MHE_2015_2016.pdf
MK | Macedonia | Selice | Selice |  |  | Greenfield |  |  |  |  | 0 | unclear |  | not identified | not identified | [8 empty] | unclear | N/A | [15 empty] | None |  | http://shpp.moepp.gov.mk/364/165/selice
MK | Macedonia | Sirava cascade / Sirava 1 | Sirava |  |  | Greenfield |  |  |  |  | 0 | 0.26 |  | not identified | not identified | [8 empty] | offered for investment | N/A | [15 empty] | None |  | http://www.moepp.gov.mk/wp-content/uploads/2016/02/Skluceni-dogovori-za-dodeluvanje-koncesija-za-proizvodstvo-na-struja-i-izgradba-na-MHE_2015_2016.pdf, http://www.erc.org.mk/odluki/EE-O-2015.10.20%20-%20PRIVREMENO%20RESENIE%20ZA%20MHE%20PADALISKA%2014-MHE%20PADALISKA.pdf, http://vlada.mk/sednica/41
MK | Macedonia | Sirava cascade / Sirava 2 | Sirava |  |  | Greenfield |  |  |  |  | 0 | 0.35 |  | Inter Market Trejd DOO import-export Skopje | not identified | [8 empty] | concession awarded | N/A | [15 empty] | Not identified |  | http://www.moepp.gov.mk/wp-content/uploads/2016/02/Skluceni-dogovori-za-dodeluvanje-koncesija-za-proizvodstvo-na-struja-i-izgradba-na-MHE_2015_2016.pdf
MK | Macedonia | Smiljanska | Smiljanska |  |  | Greenfield |  | Plachkovica IPA Plachkovica PA | Important Plant Area (IPA) Protected Area (proposed in 2011) | Inside | 0 | 1.88 |  | none | none |  |  | private |  | 2014 |  |  |  | potential | N/A | [15 empty] | None | Concession annulled in 2015. Kutanoglu Inshaat Ve Tidzaret- Ankara was the previous concessionaire. | http://www.slvesnik.com.mk/Issues/49a94174f6ec4d138f3c81042f4d03ea.pdf
MK | Macedonia | Topolka cascade / Topolka 1 also: Topolka 315 | Topolka |  | Caska | Greenfield |  | Karadzhica - Goleshnica PA | Protected Area (proposed in 2011) | Inside | 0 | 3.511 |  | MHE Topolki doo | Hidro Holding Doo, Energy Delivery Solutions doo_Skopje |  |  | private |  | 2014 |  |  |  | concession awarded | N/A | [15 empty] | Not identified |  | http://www.moepp.gov.mk/wp-content/uploads/2016/02/Skluceni-dogovori-za-dodeluvanje-koncesija-za-proizvodstvo-na-struja-i-izgradba-na-MHE_2015_2016.pdf
MK | Macedonia | Topolka cascade / Topolka 2 also: Topolka 316 | Topolka |  | Caska | Greenfield |  | Karadzhica - Goleshnica PA | Protected Area (proposed in 2011) | Inside | 0 | 1.623 |  | MHE Topolki doo | Hidro Holding Doo, Energy Delivery Solutions doo_Skopje |  |  | private |  | 2015 |  |  |  | concession awarded | N/A | [15 empty] | Not identified |  | http://www.moepp.gov.mk/wp-content/uploads/2016/02/Skluceni-dogovori-za-dodeluvanje-koncesija-za-proizvodstvo-na-struja-i-izgradba-na-MHE_2015_2016.pdf
MK | Macedonia | Topolka cascade / Topolka 3 also: Topolka 317 | Topolka |  | Caska | Greenfield |  | Karadzhica - Goleshnica PA | Protected Area (proposed in 2011) | Inside | 0 | 0.967 |  | MHE Topolki doo | Hidro Holding Doo, Energy Delivery Solutions doo_Skopje |  |  | private |  | 2015 |  |  |  | concession awarded | N/A | [15 empty] | Not identified |  | http://www.moepp.gov.mk/wp-content/uploads/2016/02/Skluceni-dogovori-za-dodeluvanje-koncesija-za-proizvodstvo-na-struja-i-izgradba-na-MHE_2015_2016.pdf
MK | Macedonia | Vranovska | Vranovska |  | Caska | Greenfield |  | Karadzhica - Goleshnica Protected Area (proposed in 2011) | National strict protected area Emerald | Inside | 0 | 0.836 |  | MHE Topolki doo | Hidro Holding Doo, Energy Delivery Solutions doo_Skopje |  |  | private |  | 2015 |  |  |  | concession awarded | N/A | [15 empty] | Not identified |  | http://www.moepp.gov.mk/wp-content/uploads/2016/02/Skluceni-dogovori-za-dodeluvanje-koncesija-za-proizvodstvo-na-struja-i-izgradba-na-MHE_2015_2016.pdf
MK | Macedonia | Zelezna cascade / Zelezna 1 also: Zelezna 15 | Zelezna |  |  | Greenfield |  |  |  |  | 0 | 0.349 |  | Hidrogen enerdzi Doo | DPTU Feroinvest doo, DPEE Hidrogen Group doo_Skopje |  |  | private |  | 2015 |  |  |  | concession awarded | N/A | [15 empty] | Not identified |  | http://www.moepp.gov.mk/wp-content/uploads/2016/02/Skluceni-dogovori-za-dodeluvanje-koncesija-za-proizvodstvo-na-struja-i-izgradba-na-MHE_2015_2016.pdf
MK | Macedonia | Zelezna cascade / Zelezna 2 also: Zelezna 17 | Zelezna |  |  | Greenfield |  |  |  |  | 0 | 0.383 |  | Hidrogen enerdzi Doo | DPTU Feroinvest doo, DPEE Hidrogen Group doo_Skopje |  |  | private |  | 2015 |  |  |  | concession awarded | N/A | [15 empty] | Not identified |  | http://www.moepp.gov.mk/wp-content/uploads/2016/02/Skluceni-dogovori-za-dodeluvanje-koncesija-za-proizvodstvo-na-struja-i-izgradba-na-MHE_2015_2016.pdf
MK | Macedonia | Zirovnica cascade / Zirovnica 1 also Zirovnicka 5 | Zirovnica |  | Mavrovo i Rostusha | Greenfield |  | Mavrovo Emerald Korab IPA Korab mountain and Radika gorge IBA | National park Emerald Important Plant Area (IPA) Important Bird Area (IBA) | Inside |  | 0.776 |  | Hidrogen enerdzi doo | Feroinvest, Hidrogen Group Doo |  |  | private | [5 empty] | planned | N/A | [15 empty] | Not identified |  | http://www.moepp.gov.mk/wp-content/uploads/2016/02/Skluceni-dogovori-za-dodeluvanje-koncesija-za-proizvodstvo-na-struja-i-izgradba-na-MHE_2015_2016.pdf, https://rm.coe.int/hydro-power-development-within-the-territory-of-mavrovo-national-park-/168073cae7
MK | Macedonia | Zirovnica cascade / Zirovnica 2 also Zirovnicka 6 | Zirovnica |  | Mavrovo i Rostusha | Greenfield |  | Mavrovo Emerald Korab IPA Korab mountain and Radika gorge IBA Mavrovo PA | National park Emerald Important Plant Area (IPA) Important Bird Area (IBA) | Inside |  | 0.433 |  | Hidrogen enerdzi doo | Feroinvest, Hidrogen Group Doo |  |  | private |  | 2014 |  |  |  | planned | N/A | [15 empty] | Not identified |  | http://www.moepp.gov.mk/wp-content/uploads/2016/02/Skluceni-dogovori-za-dodeluvanje-koncesija-za-proizvodstvo-na-struja-i-izgradba-na-MHE_2015_2016.pdf, https://rm.coe.int/hydro-power-development-within-the-territory-of-mavrovo-national-park-/168073cae7
MK | Macedonia | Belicka (Belichka) | Belicka |  | Kicevo | Greenfield | Powerhouse: 41.394589, 20.929970; Intake: 41.386885, 20.927430 | Ilinska Mt. IPA | Important Plant Area (IPA) | Inside |  | 0.765 |  | Vodavat 6 doo | VodovatT6- ASP-PAK dooel, Belima Rkss, PE-Vrekji, Jas I brat mi 2010 dooel, Otpad dooel, Dalvina dooel_Bosilovo |  |  | private |  | 2014 |  |  |  | operational<5 | N/A |  |  |  |  | MK-EBRD | European Bank for Reconstruction and Development (EBRD) | Signed | financial intermediary | 1.2 | Yes but not identified | Invested | 1.2 |  |  |  | Yes |  | http://www.webseff.com/index.php?option=com_content&view=article&id=329:hydropower-map&catid=7&lang=en&Itemid=331 http://www.erc.org.mk/odluki/2.%20EE-O-2017.01.17%20-%20ODLUKA%20ZA%20MHE%20BELICKA%2052%20-%20VODOVAT.pdf
MK | Macedonia | Bela Reka 213 | Bela Reka |  |  | Greenfield |  | Nidzhe Emerald Mariovo IPA Nidzhe PA | Emerald Important Plant Area (IPA) Protected Area (proposed in 2011) | Inside | 0 | 1.9 |  | Bela Voda-Eling DOO Skopje and Alfa Engineering Radovish | not identified |  |  | private | [5 empty] | concession awarded | N/A | [15 empty] | Not identified |  | http://www.moepp.gov.mk/wp-content/uploads/2016/02/Skluceni-dogovori-za-dodeluvanje-koncesija-za-proizvodstvo-na-struja-i-izgradba-na-MHE_2015_2016.pdf
MK | Macedonia | Satoka | Satoka | Crna |  | Greenfield |  |  |  |  | 0 | 0.645 |  | not identified | not identified | [8 empty] | offered for investment | N/A | [15 empty] | Not identified | Not clear if concession was issued | http://shpp.moepp.gov.mk/UserFiles/files/%D0%88%D0%B0%D0%B2%D0%B5%D0%BD%20%D0%BF%D0%BE%D0%B2%D0%B8%D0%BA%20%D0%B7%D0%B0%20%D0%B4%D0%BE%D0%B4%D0%B5%D0%BB%D1%83%D0%B2%D0%B0%D1%9A%D0%B5%20%D0%BD%D0%B0%20%D0%BA%D0%BE%D0%BD%D1%86%D0%B5%D1%81%D0%B8%D1%98%D0%B0%20%D0%B7%D0%B0%20%D0%BA%D0%BE%D1%80%D0%B8%D1%81%D1%82%D0%B5%D1%9A%D0%B5%20%D0%BD%D0%B0%20%D0%B2%D0%BE%D0%B4%D0%B0%20%D0%B7%D0%B0%20%D0%BF%D1%80%D0%BE%D0%B8%D0%B7%D0%B2%D0%BE%D0%B4%D1%81%D1%82%D0%B2%D0%BE%20%D0%BD%D0%B0%20%D0%B5%D0%BB%D0%B5%D0%BA%D1%82%D1%80%D0%B8%D1%87%D0%BD%D0%B0%20%D0%B5%D0%BD%D0%B5%D1%80%D0%B3%D0%B8%D1%98%D0%B0%20%D0%BE%D0%B4%20%20%D0%BC%D0%B0%D0%BB%D0%B8%20%D1%85%D0%B8%D0%B4%D1%80%D0%BE%D0%B5%D0%BB%D0%B5%D0%BA%D1%82%D1%80%D0%B8%D1%87%D0%BD%D0%B8%20%D1%86%D0%B5%D0%BD%D1%82%D1%80%D0%B0%D0%BB%D0%B8.pdf
MK | Macedonia | Buturica | Buturica | Crna |  | Greenfield |  |  |  |  | 0 | 1.135 |  | not identified | not identified | [8 empty] | offered for investment | N/A | [15 empty] | Not identified | Not clear if concession was issued | http://shpp.moepp.gov.mk/UserFiles/files/%D0%88%D0%B0%D0%B2%D0%B5%D0%BD%20%D0%BF%D0%BE%D0%B2%D0%B8%D0%BA%20%D0%B7%D0%B0%20%D0%B4%D0%BE%D0%B4%D0%B5%D0%BB%D1%83%D0%B2%D0%B0%D1%9A%D0%B5%20%D0%BD%D0%B0%20%D0%BA%D0%BE%D0%BD%D1%86%D0%B5%D1%81%D0%B8%D1%98%D0%B0%20%D0%B7%D0%B0%20%D0%BA%D0%BE%D1%80%D0%B8%D1%81%D1%82%D0%B5%D1%9A%D0%B5%20%D0%BD%D0%B0%20%D0%B2%D0%BE%D0%B4%D0%B0%20%D0%B7%D0%B0%20%D0%BF%D1%80%D0%BE%D0%B8%D0%B7%D0%B2%D0%BE%D0%B4%D1%81%D1%82%D0%B2%D0%BE%20%D0%BD%D0%B0%20%D0%B5%D0%BB%D0%B5%D0%BA%D1%82%D1%80%D0%B8%D1%87%D0%BD%D0%B0%20%D0%B5%D0%BD%D0%B5%D1%80%D0%B3%D0%B8%D1%98%D0%B0%20%D0%BE%D0%B4%20%20%D0%BC%D0%B0%D0%BB%D0%B8%20%D1%85%D0%B8%D0%B4%D1%80%D0%BE%D0%B5%D0%BB%D0%B5%D0%BA%D1%82%D1%80%D0%B8%D1%87%D0%BD%D0%B8%20%D1%86%D0%B5%D0%BD%D1%82%D1%80%D0%B0%D0%BB%D0%B8.pdf
MK | Macedonia | Gradeska / Gradeska 1 (also Gradeshnica) | Gradeska | Crna |  | Greenfield |  | Mariovo Emerald Mariovo IPA Kozjak PA | Emerald Important Plant Area (IPA) Protected Area (proposed in 2011) | Inside | 0 | 0.663 |  | Bela Voda-Eling DOO Skopje and Alfa Engineering Radovish | not identified |  |  | private |  | 2016 |  |  |  | concession awarded | N/A | [15 empty] | Not identified |  | http://www.moepp.gov.mk/wp-content/uploads/2016/02/Skluceni-dogovori-za-dodeluvanje-koncesija-za-proizvodstvo-na-struja-i-izgradba-na-MHE_2015_2016.pdf, http://shpp.moepp.gov.mk/UserFiles/files/%D0%88%D0%B0%D0%B2%D0%B5%D0%BD%20%D0%BF%D0%BE%D0%B2%D0%B8%D0%BA%20%D0%B7%D0%B0%20%D0%B4%D0%BE%D0%B4%D0%B5%D0%BB%D1%83%D0%B2%D0%B0%D1%9A%D0%B5%20%D0%BD%D0%B0%20%D0%BA%D0%BE%D0%BD%D1%86%D0%B5%D1%81%D0%B8%D1%98%D0%B0%20%D0%B7%D0%B0%20%D0%BA%D0%BE%D1%80%D0%B8%D1%81%D1%82%D0%B5%D1%9A%D0%B5%20%D0%BD%D0%B0%20%D0%B2%D0%BE%D0%B4%D0%B0%20%D0%B7%D0%B0%20%D0%BF%D1%80%D0%BE%D0%B8%D0%B7%D0%B2%D0%BE%D0%B4%D1%81%D1%82%D0%B2%D0%BE%20%D0%BD%D0%B0%20%D0%B5%D0%BB%D0%B5%D0%BA%D1%82%D1%80%D0%B8%D1%87%D0%BD%D0%B0%20%D0%B5%D0%BD%D0%B5%D1%80%D0%B3%D0%B8%D1%98%D0%B0%20%D0%BE%D0%B4%20%20%D0%BC%D0%B0%D0%BB%D0%B8%20%D1%85%D0%B8%D0%B4%D1%80%D0%BE%D0%B5%D0%BB%D0%B5%D0%BA%D1%82%D1%80%D0%B8%D1%87%D0%BD%D0%B8%20%D1%86%D0%B5%D0%BD%D1%82%D1%80%D0%B0%D0%BB%D0%B8.pdf
MK | Macedonia | Gradeska / Gradeska 2 (also Gradeshnica) | Gradeska | Crna |  | Greenfield |  | Mariovo Emerald Mariovo IPA Mariovo PA | Emerald Important Plant Area (IPA) Protected Area (proposed in 1999) | Inside | 0 | 1 |  | Bela Voda-Eling DOO Skopje and Alfa Engineering Radovish | not identified |  |  | private |  | 2016 |  |  |  | concession awarded | N/A | [15 empty] | Not identified |  | http://www.moepp.gov.mk/wp-content/uploads/2016/02/Skluceni-dogovori-za-dodeluvanje-koncesija-za-proizvodstvo-na-struja-i-izgradba-na-MHE_2015_2016.pdf, http://shpp.moepp.gov.mk/UserFiles/files/%D0%88%D0%B0%D0%B2%D0%B5%D0%BD%20%D0%BF%D0%BE%D0%B2%D0%B8%D0%BA%20%D0%B7%D0%B0%20%D0%B4%D0%BE%D0%B4%D0%B5%D0%BB%D1%83%D0%B2%D0%B0%D1%9A%D0%B5%20%D0%BD%D0%B0%20%D0%BA%D0%BE%D0%BD%D1%86%D0%B5%D1%81%D0%B8%D1%98%D0%B0%20%D0%B7%D0%B0%20%D0%BA%D0%BE%D1%80%D0%B8%D1%81%D1%82%D0%B5%D1%9A%D0%B5%20%D0%BD%D0%B0%20%D0%B2%D0%BE%D0%B4%D0%B0%20%D0%B7%D0%B0%20%D0%BF%D1%80%D0%BE%D0%B8%D0%B7%D0%B2%D0%BE%D0%B4%D1%81%D1%82%D0%B2%D0%BE%20%D0%BD%D0%B0%20%D0%B5%D0%BB%D0%B5%D0%BA%D1%82%D1%80%D0%B8%D1%87%D0%BD%D0%B0%20%D0%B5%D0%BD%D0%B5%D1%80%D0%B3%D0%B8%D1%98%D0%B0%20%D0%BE%D0%B4%20%20%D0%BC%D0%B0%D0%BB%D0%B8%20%D1%85%D0%B8%D0%B4%D1%80%D0%BE%D0%B5%D0%BB%D0%B5%D0%BA%D1%82%D1%80%D0%B8%D1%87%D0%BD%D0%B8%20%D1%86%D0%B5%D0%BD%D1%82%D1%80%D0%B0%D0%BB%D0%B8.pdf
MK | Macedonia | Gradeska / Gradeska 3 (also Gradeshnica) | Gradeska | Crna |  | Greenfield |  |  |  |  | 0 | 2.133 |  | not identified | not identified |  |  | private | [5 empty] | offered for investment | N/A | [15 empty] | None | Not clear if concession was issued | http://www.moepp.gov.mk/wp-content/uploads/2016/02/Skluceni-dogovori-za-dodeluvanje-koncesija-za-proizvodstvo-na-struja-i-izgradba-na-MHE_2015_2016.pdf, http://shpp.moepp.gov.mk/UserFiles/files/%D0%88%D0%B0%D0%B2%D0%B5%D0%BD%20%D0%BF%D0%BE%D0%B2%D0%B8%D0%BA%20%D0%B7%D0%B0%20%D0%B4%D0%BE%D0%B4%D0%B5%D0%BB%D1%83%D0%B2%D0%B0%D1%9A%D0%B5%20%D0%BD%D0%B0%20%D0%BA%D0%BE%D0%BD%D1%86%D0%B5%D1%81%D0%B8%D1%98%D0%B0%20%D0%B7%D0%B0%20%D0%BA%D0%BE%D1%80%D0%B8%D1%81%D1%82%D0%B5%D1%9A%D0%B5%20%D0%BD%D0%B0%20%D0%B2%D0%BE%D0%B4%D0%B0%20%D0%B7%D0%B0%20%D0%BF%D1%80%D0%BE%D0%B8%D0%B7%D0%B2%D0%BE%D0%B4%D1%81%D1%82%D0%B2%D0%BE%20%D0%BD%D0%B0%20%D0%B5%D0%BB%D0%B5%D0%BA%D1%82%D1%80%D0%B8%D1%87%D0%BD%D0%B0%20%D0%B5%D0%BD%D0%B5%D1%80%D0%B3%D0%B8%D1%98%D0%B0%20%D0%BE%D0%B4%20%20%D0%BC%D0%B0%D0%BB%D0%B8%20%D1%85%D0%B8%D0%B4%D1%80%D0%BE%D0%B5%D0%BB%D0%B5%D0%BA%D1%82%D1%80%D0%B8%D1%87%D0%BD%D0%B8%20%D1%86%D0%B5%D0%BD%D1%82%D1%80%D0%B0%D0%BB%D0%B8.pdf
MK | Macedonia | Bela Reka 233 | Bela Reka | Crna |  | Greenfield |  |  |  |  | 0 | 4.36 |  | Bela Voda-Eling DOO Skopje and Alfa Engineering Radovish | not identified | [8 empty] | concession awarded | N/A | [15 empty] | Not identified |  | http://www.moepp.gov.mk/wp-content/uploads/2016/02/Skluceni-dogovori-za-dodeluvanje-koncesija-za-proizvodstvo-na-struja-i-izgradba-na-MHE_2015_2016.pdf, http://shpp.moepp.gov.mk/UserFiles/files/%D0%88%D0%B0%D0%B2%D0%B5%D0%BD%20%D0%BF%D0%BE%D0%B2%D0%B8%D0%BA%20%D0%B7%D0%B0%20%D0%B4%D0%BE%D0%B4%D0%B5%D0%BB%D1%83%D0%B2%D0%B0%D1%9A%D0%B5%20%D0%BD%D0%B0%20%D0%BA%D0%BE%D0%BD%D1%86%D0%B5%D1%81%D0%B8%D1%98%D0%B0%20%D0%B7%D0%B0%20%D0%BA%D0%BE%D1%80%D0%B8%D1%81%D1%82%D0%B5%D1%9A%D0%B5%20%D0%BD%D0%B0%20%D0%B2%D0%BE%D0%B4%D0%B0%20%D0%B7%D0%B0%20%D0%BF%D1%80%D0%BE%D0%B8%D0%B7%D0%B2%D0%BE%D0%B4%D1%81%D1%82%D0%B2%D0%BE%20%D0%BD%D0%B0%20%D0%B5%D0%BB%D0%B5%D0%BA%D1%82%D1%80%D0%B8%D1%87%D0%BD%D0%B0%20%D0%B5%D0%BD%D0%B5%D1%80%D0%B3%D0%B8%D1%98%D0%B0%20%D0%BE%D0%B4%20%20%D0%BC%D0%B0%D0%BB%D0%B8%20%D1%85%D0%B8%D0%B4%D1%80%D0%BE%D0%B5%D0%BB%D0%B5%D0%BA%D1%82%D1%80%D0%B8%D1%87%D0%BD%D0%B8%20%D1%86%D0%B5%D0%BD%D1%82%D1%80%D0%B0%D0%BB%D0%B8.pdf
MK | Macedonia | Bela Reka 234 | Bela Reka | Crna |  | Greenfield |  |  |  |  | 0 | 4.36 |  | Bela Voda-Eling DOO Skopje and Alfa Engineering Radovish | not identified | [8 empty] | concession awarded | N/A | [15 empty] | Not identified |  | http://www.moepp.gov.mk/wp-content/uploads/2016/02/Skluceni-dogovori-za-dodeluvanje-koncesija-za-proizvodstvo-na-struja-i-izgradba-na-MHE_2015_2016.pdf, http://shpp.moepp.gov.mk/UserFiles/files/%D0%88%D0%B0%D0%B2%D0%B5%D0%BD%20%D0%BF%D0%BE%D0%B2%D0%B8%D0%BA%20%D0%B7%D0%B0%20%D0%B4%D0%BE%D0%B4%D0%B5%D0%BB%D1%83%D0%B2%D0%B0%D1%9A%D0%B5%20%D0%BD%D0%B0%20%D0%BA%D0%BE%D0%BD%D1%86%D0%B5%D1%81%D0%B8%D1%98%D0%B0%20%D0%B7%D0%B0%20%D0%BA%D0%BE%D1%80%D0%B8%D1%81%D1%82%D0%B5%D1%9A%D0%B5%20%D0%BD%D0%B0%20%D0%B2%D0%BE%D0%B4%D0%B0%20%D0%B7%D0%B0%20%D0%BF%D1%80%D0%BE%D0%B8%D0%B7%D0%B2%D0%BE%D0%B4%D1%81%D1%82%D0%B2%D0%BE%20%D0%BD%D0%B0%20%D0%B5%D0%BB%D0%B5%D0%BA%D1%82%D1%80%D0%B8%D1%87%D0%BD%D0%B0%20%D0%B5%D0%BD%D0%B5%D1%80%D0%B3%D0%B8%D1%98%D0%B0%20%D0%BE%D0%B4%20%20%D0%BC%D0%B0%D0%BB%D0%B8%20%D1%85%D0%B8%D0%B4%D1%80%D0%BE%D0%B5%D0%BB%D0%B5%D0%BA%D1%82%D1%80%D0%B8%D1%87%D0%BD%D0%B8%20%D1%86%D0%B5%D0%BD%D1%82%D1%80%D0%B0%D0%BB%D0%B8.pdf
MK | Macedonia | Zaba | Zaba | Crna |  | Greenfield |  |  |  |  | 0 | 0.38 |  | Resource LTDI and Metal Apostolov | not identified |  |  | private |  | 2016 |  |  |  | concession awarded | N/A | [15 empty] | Not identified |  | http://www.moepp.gov.mk/wp-content/uploads/2016/02/Skluceni-dogovori-za-dodeluvanje-koncesija-za-proizvodstvo-na-struja-i-izgradba-na-MHE_2015_2016.pdf, http://shpp.moepp.gov.mk/UserFiles/files/%D0%88%D0%B0%D0%B2%D0%B5%D0%BD%20%D0%BF%D0%BE%D0%B2%D0%B8%D0%BA%20%D0%B7%D0%B0%20%D0%B4%D0%BE%D0%B4%D0%B5%D0%BB%D1%83%D0%B2%D0%B0%D1%9A%D0%B5%20%D0%BD%D0%B0%20%D0%BA%D0%BE%D0%BD%D1%86%D0%B5%D1%81%D0%B8%D1%98%D0%B0%20%D0%B7%D0%B0%20%D0%BA%D0%BE%D1%80%D0%B8%D1%81%D1%82%D0%B5%D1%9A%D0%B5%20%D0%BD%D0%B0%20%D0%B2%D0%BE%D0%B4%D0%B0%20%D0%B7%D0%B0%20%D0%BF%D1%80%D0%BE%D0%B8%D0%B7%D0%B2%D0%BE%D0%B4%D1%81%D1%82%D0%B2%D0%BE%20%D0%BD%D0%B0%20%D0%B5%D0%BB%D0%B5%D0%BA%D1%82%D1%80%D0%B8%D1%87%D0%BD%D0%B0%20%D0%B5%D0%BD%D0%B5%D1%80%D0%B3%D0%B8%D1%98%D0%B0%20%D0%BE%D0%B4%20%20%D0%BC%D0%B0%D0%BB%D0%B8%20%D1%85%D0%B8%D0%B4%D1%80%D0%BE%D0%B5%D0%BB%D0%B5%D0%BA%D1%82%D1%80%D0%B8%D1%87%D0%BD%D0%B8%20%D1%86%D0%B5%D0%BD%D1%82%D1%80%D0%B0%D0%BB%D0%B8.pdf
MK | Macedonia | Brezovska | Brezovska | Crna |  | Greenfield |  |  |  |  | 0 | 0.224 |  | not identified | not identified | [8 empty] | offered for investment | N/A | [15 empty] | None | Not clear if concession was issued | http://shpp.moepp.gov.mk/UserFiles/files/%D0%88%D0%B0%D0%B2%D0%B5%D0%BD%20%D0%BF%D0%BE%D0%B2%D0%B8%D0%BA%20%D0%B7%D0%B0%20%D0%B4%D0%BE%D0%B4%D0%B5%D0%BB%D1%83%D0%B2%D0%B0%D1%9A%D0%B5%20%D0%BD%D0%B0%20%D0%BA%D0%BE%D0%BD%D1%86%D0%B5%D1%81%D0%B8%D1%98%D0%B0%20%D0%B7%D0%B0%20%D0%BA%D0%BE%D1%80%D0%B8%D1%81%D1%82%D0%B5%D1%9A%D0%B5%20%D0%BD%D0%B0%20%D0%B2%D0%BE%D0%B4%D0%B0%20%D0%B7%D0%B0%20%D0%BF%D1%80%D0%BE%D0%B8%D0%B7%D0%B2%D0%BE%D0%B4%D1%81%D1%82%D0%B2%D0%BE%20%D0%BD%D0%B0%20%D0%B5%D0%BB%D0%B5%D0%BA%D1%82%D1%80%D0%B8%D1%87%D0%BD%D0%B0%20%D0%B5%D0%BD%D0%B5%D1%80%D0%B3%D0%B8%D1%98%D0%B0%20%D0%BE%D0%B4%20%20%D0%BC%D0%B0%D0%BB%D0%B8%20%D1%85%D0%B8%D0%B4%D1%80%D0%BE%D0%B5%D0%BB%D0%B5%D0%BA%D1%82%D1%80%D0%B8%D1%87%D0%BD%D0%B8%20%D1%86%D0%B5%D0%BD%D1%82%D1%80%D0%B0%D0%BB%D0%B8.pdf
MK | Macedonia | Klepalska cascade / Klepalska 1 also: Klepalska 322 | Klepalska |  | Berovo | Greenfield |  | Maleshevo (MK0000033) | Emerald | Inside | 0.252 | 0 |  | Minka Energotek doo | Minka DA_Strumica, Energotek Doo_Skopje |  |  | private |  | 2014 |  |  |  | operational<5 | 2016 | [15 empty] | Not identified |  | http://www.erc.org.mk/pages.aspx?id=57#, http://www.ergokom.com.mk/pdf/en/Case%20Study_Minka%20Energotek_Berovo%20ENG.pdf
MK | Macedonia | Klepalska cascade / Klepalska 2 also: Klepalska 321 | Klepalska |  | Berovo | Greenfield |  | Maleshevo (MK0000033) | Emerald | Inside | 0.172 | 0 |  | Minka Energotek doo | Minka DA_Strumica, Energotek Doo_Skopje |  |  | private |  | 2014 |  |  |  | operational<5 | 2016 | [15 empty] | Not identified |  | https://opee.mepso.com.mk/Registri/PovlastenUcesnikRegistar.aspx
MK | Macedonia | Trebomirska | Trebomirska | Bregalnica |  | Greenfield |  |  |  |  | 0 | 0.15 |  | not identified | not identified | [8 empty] | offered for investment | N/A | [15 empty] | None | Not clear whether concession was issued | http://shpp.moepp.gov.mk/UserFiles/files/%D0%88%D0%B0%D0%B2%D0%B5%D0%BD%20%D0%BF%D0%BE%D0%B2%D0%B8%D0%BA%20%D0%B7%D0%B0%20%D0%B4%D0%BE%D0%B4%D0%B5%D0%BB%D1%83%D0%B2%D0%B0%D1%9A%D0%B5%20%D0%BD%D0%B0%20%D0%BA%D0%BE%D0%BD%D1%86%D0%B5%D1%81%D0%B8%D1%98%D0%B0%20%D0%B7%D0%B0%20%D0%BA%D0%BE%D1%80%D0%B8%D1%81%D1%82%D0%B5%D1%9A%D0%B5%20%D0%BD%D0%B0%20%D0%B2%D0%BE%D0%B4%D0%B0%20%D0%B7%D0%B0%20%D0%BF%D1%80%D0%BE%D0%B8%D0%B7%D0%B2%D0%BE%D0%B4%D1%81%D1%82%D0%B2%D0%BE%20%D0%BD%D0%B0%20%D0%B5%D0%BB%D0%B5%D0%BA%D1%82%D1%80%D0%B8%D1%87%D0%BD%D0%B0%20%D0%B5%D0%BD%D0%B5%D1%80%D0%B3%D0%B8%D1%98%D0%B0%20%D0%BE%D0%B4%20%20%D0%BC%D0%B0%D0%BB%D0%B8%20%D1%85%D0%B8%D0%B4%D1%80%D0%BE%D0%B5%D0%BB%D0%B5%D0%BA%D1%82%D1%80%D0%B8%D1%87%D0%BD%D0%B8%20%D1%86%D0%B5%D0%BD%D1%82%D1%80%D0%B0%D0%BB%D0%B8.pdf
MK | Macedonia | Crvulevska / Crvulevska 1 | Crvulevska | Bregalnica |  | Greenfield |  |  |  |  | 0 | 0.103 |  | not identified | not identified | [8 empty] | offered for investment | N/A | [15 empty] | None | Not clear whether concession was issued | http://shpp.moepp.gov.mk/UserFiles/files/%D0%88%D0%B0%D0%B2%D0%B5%D0%BD%20%D0%BF%D0%BE%D0%B2%D0%B8%D0%BA%20%D0%B7%D0%B0%20%D0%B4%D0%BE%D0%B4%D0%B5%D0%BB%D1%83%D0%B2%D0%B0%D1%9A%D0%B5%20%D0%BD%D0%B0%20%D0%BA%D0%BE%D0%BD%D1%86%D0%B5%D1%81%D0%B8%D1%98%D0%B0%20%D0%B7%D0%B0%20%D0%BA%D0%BE%D1%80%D0%B8%D1%81%D1%82%D0%B5%D1%9A%D0%B5%20%D0%BD%D0%B0%20%D0%B2%D0%BE%D0%B4%D0%B0%20%D0%B7%D0%B0%20%D0%BF%D1%80%D0%BE%D0%B8%D0%B7%D0%B2%D0%BE%D0%B4%D1%81%D1%82%D0%B2%D0%BE%20%D0%BD%D0%B0%20%D0%B5%D0%BB%D0%B5%D0%BA%D1%82%D1%80%D0%B8%D1%87%D0%BD%D0%B0%20%D0%B5%D0%BD%D0%B5%D1%80%D0%B3%D0%B8%D1%98%D0%B0%20%D0%BE%D0%B4%20%20%D0%BC%D0%B0%D0%BB%D0%B8%20%D1%85%D0%B8%D0%B4%D1%80%D0%BE%D0%B5%D0%BB%D0%B5%D0%BA%D1%82%D1%80%D0%B8%D1%87%D0%BD%D0%B8%20%D1%86%D0%B5%D0%BD%D1%82%D1%80%D0%B0%D0%BB%D0%B8.pdf
MK | Macedonia | Crvulevska / Crvulevska 2 | Crvulevska | Bregalnica |  | Greenfield |  |  |  |  | 0 | 0.126 |  | not identified | not identified | [8 empty] | offered for investment | N/A | [15 empty] | None | Not clear whether concession was issued | http://shpp.moepp.gov.mk/UserFiles/files/%D0%88%D0%B0%D0%B2%D0%B5%D0%BD%20%D0%BF%D0%BE%D0%B2%D0%B8%D0%BA%20%D0%B7%D0%B0%20%D0%B4%D0%BE%D0%B4%D0%B5%D0%BB%D1%83%D0%B2%D0%B0%D1%9A%D0%B5%20%D0%BD%D0%B0%20%D0%BA%D0%BE%D0%BD%D1%86%D0%B5%D1%81%D0%B8%D1%98%D0%B0%20%D0%B7%D0%B0%20%D0%BA%D0%BE%D1%80%D0%B8%D1%81%D1%82%D0%B5%D1%9A%D0%B5%20%D0%BD%D0%B0%20%D0%B2%D0%BE%D0%B4%D0%B0%20%D0%B7%D0%B0%20%D0%BF%D1%80%D0%BE%D0%B8%D0%B7%D0%B2%D0%BE%D0%B4%D1%81%D1%82%D0%B2%D0%BE%20%D0%BD%D0%B0%20%D0%B5%D0%BB%D0%B5%D0%BA%D1%82%D1%80%D0%B8%D1%87%D0%BD%D0%B0%20%D0%B5%D0%BD%D0%B5%D1%80%D0%B3%D0%B8%D1%98%D0%B0%20%D0%BE%D0%B4%20%20%D0%BC%D0%B0%D0%BB%D0%B8%20%D1%85%D0%B8%D0%B4%D1%80%D0%BE%D0%B5%D0%BB%D0%B5%D0%BA%D1%82%D1%80%D0%B8%D1%87%D0%BD%D0%B8%20%D1%86%D0%B5%D0%BD%D1%82%D1%80%D0%B0%D0%BB%D0%B8.pdf
MK | Macedonia | Kozjacka | Kozjacka | Bregalnica |  | Greenfield |  |  |  |  | 0 | 0.346 |  | Inter Market Trejd DOO import-export Skopje | not identified |  |  | private |  | 2016 |  |  |  | concession awarded | N/A | [15 empty] | Not identified |  | http://www.moepp.gov.mk/wp-content/uploads/2016/02/Skluceni-dogovori-za-dodeluvanje-koncesija-za-proizvodstvo-na-struja-i-izgradba-na-MHE_2015_2016.pdf
MK | Macedonia | Kodza Dere | Kodza Dere | Bregalnica |  | Greenfield |  |  |  |  | 0 | 0.387 |  | not identified | not identified | [8 empty] | offered for investment | N/A | [15 empty] | None | Not clear whether concession was issued | http://shpp.moepp.gov.mk/UserFiles/files/%D0%88%D0%B0%D0%B2%D0%B5%D0%BD%20%D0%BF%D0%BE%D0%B2%D0%B8%D0%BA%20%D0%B7%D0%B0%20%D0%B4%D0%BE%D0%B4%D0%B5%D0%BB%D1%83%D0%B2%D0%B0%D1%9A%D0%B5%20%D0%BD%D0%B0%20%D0%BA%D0%BE%D0%BD%D1%86%D0%B5%D1%81%D0%B8%D1%98%D0%B0%20%D0%B7%D0%B0%20%D0%BA%D0%BE%D1%80%D0%B8%D1%81%D1%82%D0%B5%D1%9A%D0%B5%20%D0%BD%D0%B0%20%D0%B2%D0%BE%D0%B4%D0%B0%20%D0%B7%D0%B0%20%D0%BF%D1%80%D0%BE%D0%B8%D0%B7%D0%B2%D0%BE%D0%B4%D1%81%D1%82%D0%B2%D0%BE%20%D0%BD%D0%B0%20%D0%B5%D0%BB%D0%B5%D0%BA%D1%82%D1%80%D0%B8%D1%87%D0%BD%D0%B0%20%D0%B5%D0%BD%D0%B5%D1%80%D0%B3%D0%B8%D1%98%D0%B0%20%D0%BE%D0%B4%20%20%D0%BC%D0%B0%D0%BB%D0%B8%20%D1%85%D0%B8%D0%B4%D1%80%D0%BE%D0%B5%D0%BB%D0%B5%D0%BA%D1%82%D1%80%D0%B8%D1%87%D0%BD%D0%B8%20%D1%86%D0%B5%D0%BD%D1%82%D1%80%D0%B0%D0%BB%D0%B8.pdf
MK | Macedonia | Zli dol | Zli dol | Kolecka |  | Greenfield |  |  |  |  | 0 | 1.51 |  | not identified | not identified |  |  | private | [5 empty] | offered for investment | N/A | [15 empty] | None | Not clear whether concession was issued | http://shpp.moepp.gov.mk/UserFiles/files/%D0%88%D0%B0%D0%B2%D0%B5%D0%BD%20%D0%BF%D0%BE%D0%B2%D0%B8%D0%BA%20%D0%B7%D0%B0%20%D0%B4%D0%BE%D0%B4%D0%B5%D0%BB%D1%83%D0%B2%D0%B0%D1%9A%D0%B5%20%D0%BD%D0%B0%20%D0%BA%D0%BE%D0%BD%D1%86%D0%B5%D1%81%D0%B8%D1%98%D0%B0%20%D0%B7%D0%B0%20%D0%BA%D0%BE%D1%80%D0%B8%D1%81%D1%82%D0%B5%D1%9A%D0%B5%20%D0%BD%D0%B0%20%D0%B2%D0%BE%D0%B4%D0%B0%20%D0%B7%D0%B0%20%D0%BF%D1%80%D0%BE%D0%B8%D0%B7%D0%B2%D0%BE%D0%B4%D1%81%D1%82%D0%B2%D0%BE%20%D0%BD%D0%B0%20%D0%B5%D0%BB%D0%B5%D0%BA%D1%82%D1%80%D0%B8%D1%87%D0%BD%D0%B0%20%D0%B5%D0%BD%D0%B5%D1%80%D0%B3%D0%B8%D1%98%D0%B0%20%D0%BE%D0%B4%20%20%D0%BC%D0%B0%D0%BB%D0%B8%20%D1%85%D0%B8%D0%B4%D1%80%D0%BE%D0%B5%D0%BB%D0%B5%D0%BA%D1%82%D1%80%D0%B8%D1%87%D0%BD%D0%B8%20%D1%86%D0%B5%D0%BD%D1%82%D1%80%D0%B0%D0%BB%D0%B8.pdf
MK | Macedonia | Selska | Selska | Osojnica |  | Greenfield |  |  |  |  | 0 | 0.445 |  | not identified | not identified | [8 empty] | offered for investment | N/A | [15 empty] | None | Not clear whether concession was issued | http://shpp.moepp.gov.mk/UserFiles/files/%D0%88%D0%B0%D0%B2%D0%B5%D0%BD%20%D0%BF%D0%BE%D0%B2%D0%B8%D0%BA%20%D0%B7%D0%B0%20%D0%B4%D0%BE%D0%B4%D0%B5%D0%BB%D1%83%D0%B2%D0%B0%D1%9A%D0%B5%20%D0%BD%D0%B0%20%D0%BA%D0%BE%D0%BD%D1%86%D0%B5%D1%81%D0%B8%D1%98%D0%B0%20%D0%B7%D0%B0%20%D0%BA%D0%BE%D1%80%D0%B8%D1%81%D1%82%D0%B5%D1%9A%D0%B5%20%D0%BD%D0%B0%20%D0%B2%D0%BE%D0%B4%D0%B0%20%D0%B7%D0%B0%20%D0%BF%D1%80%D0%BE%D0%B8%D0%B7%D0%B2%D0%BE%D0%B4%D1%81%D1%82%D0%B2%D0%BE%20%D0%BD%D0%B0%20%D0%B5%D0%BB%D0%B5%D0%BA%D1%82%D1%80%D0%B8%D1%87%D0%BD%D0%B0%20%D0%B5%D0%BD%D0%B5%D1%80%D0%B3%D0%B8%D1%98%D0%B0%20%D0%BE%D0%B4%20%20%D0%BC%D0%B0%D0%BB%D0%B8%20%D1%85%D0%B8%D0%B4%D1%80%D0%BE%D0%B5%D0%BB%D0%B5%D0%BA%D1%82%D1%80%D0%B8%D1%87%D0%BD%D0%B8%20%D1%86%D0%B5%D0%BD%D1%82%D1%80%D0%B0%D0%BB%D0%B8.pdf
MK | Macedonia | Ribnicka | Ribnicka |  | Mavrovo i Rostushe | Greenfield |  | Mavrovo | National park Emerald Important Plant Area (IPA) Important Bird Area (IBA) Other protected area | Inside | 0 | 5 |  | Aktuel Enerdzi Grup | DJS Aktuel Gjoko dooel, JES Global dooel |  |  | private |  | 2014 |  |  |  | planned | N/A | [15 empty] | Not identified |  | http://www.moepp.gov.mk/wp-content/uploads/2016/02/Skluceni-dogovori-za-dodeluvanje-koncesija-za-proizvodstvo-na-struja-i-izgradba-na-MHE_2015_2016.pdf, https://rm.coe.int/hydro-power-development-within-the-territory-of-mavrovo-national-park-/168073cae7
MK | Macedonia | Mramorechka | Mramorechka | Catecka |  | Greenfield |  |  |  |  | 0 | 0.218 |  | Satelit 2001 doo Kumanovo | not identified |  |  |  |  | 2016 |  |  |  | concession awarded | N/A | [15 empty] | Not identified |  | http://www.moepp.gov.mk/wp-content/uploads/2016/02/Skluceni-dogovori-za-dodeluvanje-koncesija-za-proizvodstvo-na-struja-i-izgradba-na-MHE_2015_2016.pdf
MK | Macedonia | Zrnovka | Zrnovka | Bregalnica |  | Greenfield |  | Plachkovica IPA | Important Plant Area (IPA) | Inside | 0 | 1.801 |  | not identified | not identified |  |  | private | [5 empty] | offered for investment | N/A | [15 empty] | None | Not clear whether concession was issued | http://shpp.moepp.gov.mk/UserFiles/files/%D0%88%D0%B0%D0%B2%D0%B5%D0%BD%20%D0%BF%D0%BE%D0%B2%D0%B8%D0%BA%20%D0%B7%D0%B0%20%D0%B4%D0%BE%D0%B4%D0%B5%D0%BB%D1%83%D0%B2%D0%B0%D1%9A%D0%B5%20%D0%BD%D0%B0%20%D0%BA%D0%BE%D0%BD%D1%86%D0%B5%D1%81%D0%B8%D1%98%D0%B0%20%D0%B7%D0%B0%20%D0%BA%D0%BE%D1%80%D0%B8%D1%81%D1%82%D0%B5%D1%9A%D0%B5%20%D0%BD%D0%B0%20%D0%B2%D0%BE%D0%B4%D0%B0%20%D0%B7%D0%B0%20%D0%BF%D1%80%D0%BE%D0%B8%D0%B7%D0%B2%D0%BE%D0%B4%D1%81%D1%82%D0%B2%D0%BE%20%D0%BD%D0%B0%20%D0%B5%D0%BB%D0%B5%D0%BA%D1%82%D1%80%D0%B8%D1%87%D0%BD%D0%B0%20%D0%B5%D0%BD%D0%B5%D1%80%D0%B3%D0%B8%D1%98%D0%B0%20%D0%BE%D0%B4%20%20%D0%BC%D0%B0%D0%BB%D0%B8%20%D1%85%D0%B8%D0%B4%D1%80%D0%BE%D0%B5%D0%BB%D0%B5%D0%BA%D1%82%D1%80%D0%B8%D1%87%D0%BD%D0%B8%20%D1%86%D0%B5%D0%BD%D1%82%D1%80%D0%B0%D0%BB%D0%B8.pdf
MK | Macedonia | Shtalkovska | Shtalkovska | Zletovska |  | Greenfield |  |  |  |  | 0 | 0.3 |  | Simao BZ Solar Doo Skopje and JS Aktuel Ltd. Skopje | not identified |  |  | private |  | 2016 |  |  |  | concession awarded | N/A | [15 empty] | Not identified |  | http://www.moepp.gov.mk/wp-content/uploads/2016/02/Skluceni-dogovori-za-dodeluvanje-koncesija-za-proizvodstvo-na-struja-i-izgradba-na-MHE_2015_2016.pdf
MK | Macedonia | Bregalnica 325 | Bregalnica | Bregalnica | Pehchevo | Greenfield |  | Maleshevo Emerald | Emerald | Inside | 0.69 | 0 |  | Vardar Hidro doo Skopje | not identified |  |  | private |  | 2009 |  |  |  | operational<5 | 2017 | [15 empty] | Not identified | CDM (under Macedonian SHPP Bundle III). Concessionaire changed in 2016-2017, it was previously EMK Mali hidroelektrani DOOEL Skopje | https://cdm.unfccc.int/Projects/DB/BVQI1356780788.66/view; http://www.erc.org.mk/licenci/EE-L-2015.09.25-ODLUKA%20LI-CA%20EMK-BREGALNICA.pdf, http://www.erc.org.mk/odluki/1.%20EE-O-2017.02.07%20-%20RESENIE%20ZA%20MHE%20BREGALNICA%20325%20-%20VARDAR%20HYDRO.pdf, http://www.erc.org.mk/licenci/EE-L-2017.01.31-ODLUKA%20LI-CA%20VARDAR%20HIDRO-BREGALNICA.pdf
MK | Macedonia | Bregalnica 329 | Bregalnica | Bregalnica | Pehchevo | Greenfield |  |  |  |  | 0 | 0.7 |  | Minka Energotek doo | DPGTU Minka Energotek doo |  |  | private |  | 2015 |  |  |  | planned | N/A | [15 empty] | Not identified |  | http://www.erc.org.mk/odluki/EE-O-2015.07.08%20-%20PRIVREMENO%20RESENIE%20ZA%20MHE%20329%20BREGALNICA%20-%20MINKA%20DOO%20SKOPJE.pdf http://pehcevo.gov.mk/wp-content/uploads/2015/01/SEA-MHE-329-Nacrt.pdf
MK | Macedonia | Oshtrilska | Oshtrilska | Crna |  | Greenfield |  |  |  |  | 0 | 0.308 |  | Satelit 2001 doo Kumanovo | not identified |  |  | private |  | 2016 |  |  |  | concession awarded | N/A | [15 empty] | Not identified |  | http://www.moepp.gov.mk/wp-content/uploads/2016/02/Skluceni-dogovori-za-dodeluvanje-koncesija-za-proizvodstvo-na-struja-i-izgradba-na-MHE_2015_2016.pdf
MK | Macedonia | Strovija | Strovija | Gradeshka |  | Greenfield |  |  |  |  | 0 | 0.3 |  | not identified | not identified |  |  | private | [5 empty] | offered for investment | N/A | [15 empty] | None | Not clear whether concession issued | http://shpp.moepp.gov.mk/UserFiles/files/%D0%88%D0%B0%D0%B2%D0%B5%D0%BD%20%D0%BF%D0%BE%D0%B2%D0%B8%D0%BA%20%D0%B7%D0%B0%20%D0%B4%D0%BE%D0%B4%D0%B5%D0%BB%D1%83%D0%B2%D0%B0%D1%9A%D0%B5%20%D0%BD%D0%B0%20%D0%BA%D0%BE%D0%BD%D1%86%D0%B5%D1%81%D0%B8%D1%98%D0%B0%20%D0%B7%D0%B0%20%D0%BA%D0%BE%D1%80%D0%B8%D1%81%D1%82%D0%B5%D1%9A%D0%B5%20%D0%BD%D0%B0%20%D0%B2%D0%BE%D0%B4%D0%B0%20%D0%B7%D0%B0%20%D0%BF%D1%80%D0%BE%D0%B8%D0%B7%D0%B2%D0%BE%D0%B4%D1%81%D1%82%D0%B2%D0%BE%20%D0%BD%D0%B0%20%D0%B5%D0%BB%D0%B5%D0%BA%D1%82%D1%80%D0%B8%D1%87%D0%BD%D0%B0%20%D0%B5%D0%BD%D0%B5%D1%80%D0%B3%D0%B8%D1%98%D0%B0%20%D0%BE%D0%B4%20%20%D0%BC%D0%B0%D0%BB%D0%B8%20%D1%85%D0%B8%D0%B4%D1%80%D0%BE%D0%B5%D0%BB%D0%B5%D0%BA%D1%82%D1%80%D0%B8%D1%87%D0%BD%D0%B8%20%D1%86%D0%B5%D0%BD%D1%82%D1%80%D0%B0%D0%BB%D0%B8.pdf
MK | Macedonia | Zamenicka | Zamenicka | Bregalnica |  | Greenfield |  |  |  |  | 0 | 0.189 |  | not identified | not identified | [8 empty] | offered for investment | N/A | [15 empty] | None | Not clear whether concession issued | http://shpp.moepp.gov.mk/UserFiles/files/%D0%88%D0%B0%D0%B2%D0%B5%D0%BD%20%D0%BF%D0%BE%D0%B2%D0%B8%D0%BA%20%D0%B7%D0%B0%20%D0%B4%D0%BE%D0%B4%D0%B5%D0%BB%D1%83%D0%B2%D0%B0%D1%9A%D0%B5%20%D0%BD%D0%B0%20%D0%BA%D0%BE%D0%BD%D1%86%D0%B5%D1%81%D0%B8%D1%98%D0%B0%20%D0%B7%D0%B0%20%D0%BA%D0%BE%D1%80%D0%B8%D1%81%D1%82%D0%B5%D1%9A%D0%B5%20%D0%BD%D0%B0%20%D0%B2%D0%BE%D0%B4%D0%B0%20%D0%B7%D0%B0%20%D0%BF%D1%80%D0%BE%D0%B8%D0%B7%D0%B2%D0%BE%D0%B4%D1%81%D1%82%D0%B2%D0%BE%20%D0%BD%D0%B0%20%D0%B5%D0%BB%D0%B5%D0%BA%D1%82%D1%80%D0%B8%D1%87%D0%BD%D0%B0%20%D0%B5%D0%BD%D0%B5%D1%80%D0%B3%D0%B8%D1%98%D0%B0%20%D0%BE%D0%B4%20%20%D0%BC%D0%B0%D0%BB%D0%B8%20%D1%85%D0%B8%D0%B4%D1%80%D0%BE%D0%B5%D0%BB%D0%B5%D0%BA%D1%82%D1%80%D0%B8%D1%87%D0%BD%D0%B8%20%D1%86%D0%B5%D0%BD%D1%82%D1%80%D0%B0%D0%BB%D0%B8.pdf
MK | Macedonia | Toranica 179-3 | Toranica |  | Kriva Palanka | Greenfield |  | Osogovo Mountains Emerald | Emerald | Inside | 0 | 0.5 |  | EMK Mali hidroelektrani DOOEL Skopje | Energy Eastern Europe Hydro Power GmbH | Austria | Wien Energie - Wienstrom GmbH; Energie-Zotter-Bau GmbH & CO KG; Fras Beteiligung und Beratung GmbH | private | [5 empty] | operational<5 | 2015 | [15 empty] | Not identified | CDM (under Macedonian SHPP Bundle III) | https://cdm.unfccc.int/Projects/DB/BVQI1356780788.66/view, https://www.energy-eastern.eu/company-1/references/
MK | Macedonia | Toranica cascade / Toranica 2 | Toranica |  | Kriva Palanka | Greenfield |  | Osogovo Mountains Emerald | Emerald | Inside | 0 | 0.95 |  | not identified | not identified | [8 empty] | unclear | N/A | [15 empty] | None | CDM (under Macedonian SHPP Bundle III) | https://cdm.unfccc.int/Projects/DB/BVQI1356780788.66/view
MK | Macedonia | Otljanska | Otljanska | Lipkovska |  | Greenfield |  |  |  |  | 0 | 0.239 |  | not identified | not identified | [8 empty] | offered for investment | N/A | [15 empty] | None | CDM (under Macedonian SHPP Bundle III) EMK Malihidroelektrani DOOEL Skopje lost concession for the project in 2013. Not clear if a new concession was issued after it was offered in 2014. | https://cdm.unfccc.int/Projects/DB/BVQI1356780788.66/view; http://www.limun.hr/en/main.aspx?id=252960; http://serbia-energy.eu/sr/makedonija-emc-male-hidroelektrane-izgubile-koncesiju-za-proizvodnju-elektricne-energije/, http://shpp.moepp.gov.mk/UserFiles/files/%D0%88%D0%B0%D0%B2%D0%B5%D0%BD%20%D0%BF%D0%BE%D0%B2%D0%B8%D0%BA%20%D0%B7%D0%B0%20%D0%B4%D0%BE%D0%B4%D0%B5%D0%BB%D1%83%D0%B2%D0%B0%D1%9A%D0%B5%20%D0%BD%D0%B0%20%D0%BA%D0%BE%D0%BD%D1%86%D0%B5%D1%81%D0%B8%D1%98%D0%B0%20%D0%B7%D0%B0%20%D0%BA%D0%BE%D1%80%D0%B8%D1%81%D1%82%D0%B5%D1%9A%D0%B5%20%D0%BD%D0%B0%20%D0%B2%D0%BE%D0%B4%D0%B0%20%D0%B7%D0%B0%20%D0%BF%D1%80%D0%BE%D0%B8%D0%B7%D0%B2%D0%BE%D0%B4%D1%81%D1%82%D0%B2%D0%BE%20%D0%BD%D0%B0%20%D0%B5%D0%BB%D0%B5%D0%BA%D1%82%D1%80%D0%B8%D1%87%D0%BD%D0%B0%20%D0%B5%D0%BD%D0%B5%D1%80%D0%B3%D0%B8%D1%98%D0%B0%20%D0%BE%D0%B4%20%20%D0%BC%D0%B0%D0%BB%D0%B8%20%D1%85%D0%B8%D0%B4%D1%80%D0%BE%D0%B5%D0%BB%D0%B5%D0%BA%D1%82%D1%80%D0%B8%D1%87%D0%BD%D0%B8%20%D1%86%D0%B5%D0%BD%D1%82%D1%80%D0%B0%D0%BB%D0%B8.pdf
MK | Macedonia | Recanska | Recanska |  |  | Greenfield |  |  |  |  | 0 | 0.22 |  | not identified | not identified |  |  | private | [5 empty] | potential | N/A | [15 empty] | None | CDM (under Macedonian SHPP Bundle III). Concessionaire used to be EMK Mali Hidroelektrane but the project is no longer visible so it is assumed the company no longer has the concession. | https://cdm.unfccc.int/Projects/DB/BVQI1356780788.66/view, http://www.hydroworld.com/articles/2009/07/austrian-firm-named.html
MK | Macedonia | Dupnica | Dupnica |  | Kichevo | Greenfield |  |  |  |  | 0.9 | 0 |  | Vardar Hidro doo Skopje | not identified |  |  | private | [5 empty] | operational<5 | 2017 | [15 empty] | Not identified | CDM (under Macedonian SHPP Bundle III). Concessionaire used to be EMK Mali Hidroelektrane. | https://cdm.unfccc.int/Projects/DB/BVQI1356780788.66/view; http://www.erc.org.mk/odluki/1.%20EE-O-2017.01.17%20-%20RESENIE%20ZA%20MHE%20DUPNICA%2030%20-%20VARDAR%20HYDRO.pdf, http://www.hydroworld.com/articles/2009/07/austrian-firm-named.html
MK | Macedonia | Ljutacka (also Jutachka) | Ljutacka |  | Pehchevo | Greenfield |  |  |  |  | 0.351 | 0 |  | Vardar Hidro doo Skopje | not identified |  |  | private | [5 empty] | operational<5 | 2017 | [15 empty] | Not identified | CDM (under Macedonian SHPP Bundle III). Concessionaire was Energy Coter then EMK Mali Hidroelektrane and now Vardar Hidro. | https://cdm.unfccc.int/Projects/DB/BVQI1356780788.66/view, http://www.erc.org.mk/odluki/1.%20EE-O-2017.02.07%20-%20RESENIE%20ZA%20MHE%20LJUTACKA%20326%20-%20VARDAR%20HYDRO.pdf
MK | Macedonia | Oraovica | Oraovica |  | Radovish | Greenfield |  |  |  |  | 0 | 0.3 |  | None | None |  |  | private | [5 empty] | unclear | N/A | [15 empty] | Not identified | CDM (under Macedonian SHPP Bundle III). EMK was concession holder but in 2017 requested the cancellation of its energy license for the plant. | https://cdm.unfccc.int/Projects/DB/BVQI1356780788.66/view, http://www.erc.org.mk/licenci/2017.11.10%20%D0%9E%D0%B4%D0%BB%D1%83%D0%BA%D0%B0%20%D0%B7%D0%B0%20%D0%BF%D1%80%D0%B5%D1%81%D1%82%D0%B0%D0%BD%D1%83%D0%B2%D0%B0%D1%9A%D0%B5%20%D0%BD%D0%B0%20%D0%BB%D0%B8%D1%86%D0%B5%D0%BD%D1%86%D0%B0_%D0%95%D0%9C%D0%9A_%D0%9E%D1%80%D0%B0%D0%BE%D0%B2%D0%B8%D1%87%D0%BA%D0%B0_WEB.pdf, http://www.slvesnik.com.mk/Issues/38af901bf28741a48d206a9352d36a60.pdf
MK | Macedonia | Obednicka | Obednicka |  |  | Greenfield |  |  |  |  | 0 | 0.19 |  | None | None | [8 empty] | potential | [16 empty] | None | EMK Mali Hidroelektrane lost the concession in 2013. | http://serbia-energy.eu/sr/makedonija-emc-male-hidroelektrane-izgubile-koncesiju-za-proizvodnju-elektricne-energije/, http://www.hydroworld.com/articles/2009/07/austrian-firm-named.html
MK | Macedonia | Boiska | Boiska |  |  | Greenfield |  |  |  |  | 0 | 0.27 |  | None | None | [8 empty] | potential | [16 empty] | None | Not clear whether concession issued. | http://iceor.manu.edu.mk/Documents/ICEIM/Strategies/Strategy%20for%20utilization%20RES.pdf
MK | Macedonia | Ljubotenska | Ljubotenska |  | Jegunovce | Greenfield |  | Shar Mountains Emerald Shar Mountains IPA Shar Mountains PBA | Emerald Important Plant Area (IPA) Prime Butterfly Area (PBA) | Inside | 0 | 1.3 |  | Tribeka Hidro Dooel Skopje | not identified |  |  | private | [5 empty] | unclear | N/A | [15 empty] | Not identified | CDM (under Macedonian SHPP Bundle III). Project sponsor was EMK Mali Hidroelektrani then Nord Energy then Tribeka | https://cdm.unfccc.int/Projects/DB/BVQI1356780788.66/view; http://www.erc.org.mk/odluki/TRIBEKA%20-%20NORD%20ENERGY-resenie%20za%20izmena%20na%20resenie%20%2008-269-12.pdf
MK | Macedonia | Gabrovska-1 (also Gabrovnica) (103) | Gabrovska |  |  | Greenfield |  | Shar Mountains | Prime Butterfly Area (PBA) | Inside | 0 | 1.3 |  | Nord Energy d.o.o. | not identified |  |  | private | [5 empty] | planned | N/A | [9 empty] | Sparkasse | Planned |  |  |  |  | Not identified | CDM (under Macedonian SHPP Bundle III). Govt of Macedonia on its 47 session has authorised singing of the financing contract between Nord Energi and Sparkasse. The name of the plant is not dislclosed but the assumption is that it is the one of the current Nord Energi projects that has progressed more (the other one being Rechica 1 and 2 that was awarded in 2016) | https://cdm.unfccc.int/Projects/DB/BVQI1356780788.66/view; http://iceor.manu.edu.mk/Documents/ICEIM/Strategies/Strategy%20for%20utilization%20RES.pdf, http://www.erc.org.mk/odluki/EE-O-2017.10.17%20-Resenie%20za%20prodolzuvanje%20MHE%20GABROVSKA%20103-%20NORD-WEB.pdf http://vlada.mk/sednica/47
MK | Macedonia | Gabrovska-2 (also Gabrovnica) (104) | Gabrovska |  |  | Greenfield |  | Shar Mountains | Prime Butterfly Area (PBA) | Inside | 0 | 0.5 |  | Ani-Energetik doo Tetovo | not identified |  |  | private | [5 empty] | planned | N/A | [15 empty] | Not identified | CDM (under Macedonian SHPP Bundle III) | https://cdm.unfccc.int/Projects/DB/BVQI1356780788.66/view; http://iceor.manu.edu.mk/Documents/ICEIM/Strategies/Strategy%20for%20utilization%20RES.pdf, http://www.erc.org.mk/odluki/EE-O-2017.10.17-Resenie%20za%20prodolzuvanje%20MHE%20GABROVSKA%20104-ANI-WEB.pdf
MK | Macedonia | Ohrid cascade / Ohrid 1 | Vodovod Ohrid |  |  | Conversion |  |  |  |  | 0.12 | 0 |  | MH LETNICKI IZVORI | FEROINVEST DOO | Macedonia | [7 empty] | operational 5-10 | 2010 | [15 empty] | N/A | CDM (under Macedonian Small Hydro Power Plants bundle) | http://cdm.unfccc.int/filestorage/2/t/I9VE32FKGW7SNYM64UQT8CX05LJZ1D.pdf/PDD%20Macedonian%20SHPPs%20bundle%20v%202.2.pdf?t=YTB8bmt4cGRzfDDKYTQei4Z5DV9Dc-0nF-Rx; http://www.feroinvest.com.mk/businesses_mhe.html, https://www.wbif.eu/content/stream/Sites/website/library/WBEC-REG-ENE-01-BR-1-Role-of-hydropower-04.12b.pdf
MK | Macedonia | Ohrid cascade / Ohrid 2 | Vodovod Ohrid |  |  | Conversion |  |  |  |  | 0.32 | 0 |  | MH LETNICKI IZVORI | FEROINVEST DOO | Macedonia | [7 empty] | operational 5-10 | 2010 | [15 empty] | N/A | CDM (under Macedonian Small Hydro Power Plants bundle) | http://cdm.unfccc.int/filestorage/2/t/I9VE32FKGW7SNYM64UQT8CX05LJZ1D.pdf/PDD%20Macedonian%20SHPPs%20bundle%20v%202.2.pdf?t=YTB8bmt4cGRzfDDKYTQei4Z5DV9Dc-0nF-Rx; http://www.feroinvest.com.mk/businesses_mhe.html, https://www.wbif.eu/content/stream/Sites/website/library/WBEC-REG-ENE-01-BR-1-Role-of-hydropower-04.12b.pdf
MK | Macedonia | Ohrid cascade / Ohrid 3 | Vodovod Ohrid |  |  | Conversion |  |  |  |  | 0.23 | 0 |  | MH LETNICKI IZVORI | FEROINVEST DOO | Macedonia |  | private | [5 empty] | operational 5-10 | 2010 | [15 empty] | N/A | CDM (under Macedonian Small Hydro Power Plants bundle) | http://cdm.unfccc.int/filestorage/2/t/I9VE32FKGW7SNYM64UQT8CX05LJZ1D.pdf/PDD%20Macedonian%20SHPPs%20bundle%20v%202.2.pdf?t=YTB8bmt4cGRzfDDKYTQei4Z5DV9Dc-0nF-Rx; http://www.feroinvest.com.mk/businesses_mhe.html, https://www.wbif.eu/content/stream/Sites/website/library/WBEC-REG-ENE-01-BR-1-Role-of-hydropower-04.12b.pdf
MK | Macedonia | Drugovo |  |  |  | Greenfield |  |  |  |  | 0.596 | 0 |  | MHE Studencica | FEROINVEST DOO | Macedonia |  | private | [5 empty] | operational 5-10 | 2011 | [15 empty] | Not identified | CDM (under Macedonian Small Hydro Power Plants bundle) | http://cdm.unfccc.int/filestorage/2/t/I9VE32FKGW7SNYM64UQT8CX05LJZ1D.pdf/PDD%20Macedonian%20SHPPs%20bundle%20v%202.2.pdf?t=YTB8bmt4cGRzfDDKYTQei4Z5DV9Dc-0nF-Rx; http://www.feroinvest.com.mk/mk_businesses_mhe.html, https://www.wbif.eu/content/stream/Sites/website/library/WBEC-REG-ENE-01-BR-1-Role-of-hydropower-04.12b.pdf
MK | Macedonia | Zletovica |  |  | Probistip; Kratovo | Greenfield |  |  |  |  | 0 | 10.9 |  | Public Enterprise HS “Zletovica” | not identified |  |  | public |  |  |  |  | Sweko (Sweden) | operational<5 | [5 empty] | MK-MDB | European Investment Bank (EIB) | Signed | advisory services | 1 |  |  |  | Japan Bank for International Co-operation (JICA) | Completed | 73 | Yes | Zletovica multipurpose project, valued at 131 million, is made up of three phases: the construction of the Knezevo dam, irrigation in Probistip and Kratovo municipalities and the construction of small hydroelectric power plants. JBIC financed the construction of the dam and water supply infrastructure for drinking water as phase I. The dam was completed and opened in 2013. A €1 million EIB grant, co-funded by the European Western Balkans Joint Fund (EWBJF); and JBIC was provided through the WBIF for Technical Assistance for studies for phases II and III. This includes an update of the feasibility study for the irrigation component (Phase II), a feasibility study related to the hydro power component (Phase III), an integrated economic analysis for all components and an Environmental and social assessment study for the hydropower component. Based on the outcome of these studies, the EIB would consider providing loan for the construction of phases II and III of the project. EIB, WBIF and EWBJF paid for the Feasibility Study and ESIA for the electricity production and irrigation components of the "Zletovica" project. | http://www.wbif-ipf.eu/index.php?page_id=377&id=121; http://renewables.seenews.com/news/macedonia-hires-sweden-s-sweko-to-draft-technical-documentation-for-zletovica-hydro-project-291555; http://www.skopjediem.com/component/content/article/75-business-info/17613-first-phase-of-zletovica-hydro-plant-completed.html; http://limun.hr/en/main.aspx?id=664389; http://ted.europa.eu/udl?uri=TED:NOTICE:105886-2011:TEXT:EN:HTML&src=0, http://www.jica.go.jp/balkan/english/office/topics/topics130322.html
MK | Macedonia | Stanechka 1 | Stanechka | Vardar | Kriva Palanka | Greenfield |  |  |  |  | 0.14 | 0 |  | Hydro Osogovo Doo Skopje | Feroinvest | Macedonia | [7 empty] | operational<5 | 2015 | [9 empty] | Ohridska banka (Societe Generale) | Signed | 1.8 |  |  |  | Yes | A loan most probably by Ohridska Banka (based on the format of naming the loans) used for one of the Hidro Osogovo plants but not clear which one. Loan number 1208-1623/1 extended in 2013. | http://www.feroinvest.com.mk/businesses_mhe.html#, https://www.wbif.eu/content/stream/Sites/website/library/WBEC-REG-ENE-01-BR-1-Role-of-hydropower-04.12b.pdf http://www.erc.org.mk/odluki/1.%20EE-O-2017.05.29%20-%20RESENIE%20ZA%20MHE%20STANECKA%20REKA%201%20-%20HIDRO%20OSOGOVO.pdf Pledge registry extract for Feroinvest
MK | Macedonia | Stanechka 2 | Stanechka | Vardar | Kriva Palanka | Greenfield |  |  |  |  | 0 | 1.27 |  | Hydro Osogovo Doo Skopje | Feroinvest | Macedonia | [7 empty] | operational<5 | 2015 | [15 empty] | Not identified |  | http://www.feroinvest.com.mk/businesses_mhe.html# http://www.erc.org.mk/odluki/1.%20EE-O-2015.09.17%20-%20RESENIE%20ZA%20HIDRO%20OSOGOVO%20-%20STANICKA%20REKA%202.pdf
MK | Macedonia | Kalin kamen 1 |  | Vardar |  | Greenfield |  |  |  |  | 0.25 | 0 |  | Hydro Osogovo Doo Skopje | Feroinvest | Macedonia |  | private | [5 empty] | operational<5 | 2015 | [15 empty] | Not identified |  | http://www.erc.org.mk/odluki/13.%20EE-O-2015.08.18%20-%20RESENIE%20ZA%20MHEC%20KALIN%20KAMEN%201.pdf, https://www.wbif.eu/content/stream/Sites/website/library/WBEC-REG-ENE-01-BR-1-Role-of-hydropower-04.12b.pdf
MK | Macedonia | Kalin kamen 2 |  | Vardar |  | Greenfield |  |  |  |  | 0.32 | 0 |  | Hydro Osogovo Doo Skopje | Feroinvest | Macedonia |  | private | [5 empty] | operational<5 | 2015 | [15 empty] | Not identified |  | http://www.krivapalanka.gov.mk/soopstenija/2964 http://www.erc.org.mk/odluki/16.%20EE-O-2015.08.18%20-%20ODLUKA%20ZA%20MHE%20KALIN%20KAMEN%202.pdf, https://www.wbif.eu/content/stream/Sites/website/library/WBEC-REG-ENE-01-BR-1-Role-of-hydropower-04.12b.pdf
MK | Macedonia | Golemoilinska also: Golemo Ilino | Golemoilinska | Vardar | Demir Hisar | Greenfield |  |  |  |  | 0.464 | 0 | 1654.477 | BNB Enerdzi doo | BNB-Kompani doo, Vatrostalna dooSkopje |  |  | private |  | 2011 |  |  |  | operational<5 | 2015 | [9 empty] | Ohridska banka (Societe Generale) | Invested | 0.83 | Macedonian Bank for Development Promotion | Invested |  | Yes | BNB Enerdzi received two loans via the EIB credit lines (0.83 and 1.18 million EUR) via Ohridska banka in 2015. The data on the exact projects that the loan was used for was not available, but the assumption is that it was used for the projects that are not covered with EBRD loans and that the loan is corresponding to the scale of the project. The pledge register indicates transaction on 23.06.2015 with the investment credit number 1208-1956/9. This also corresponds to the information recieved from the EIB that in 2015 two loans were extended for the plants in Macedonia via the Macedonian Bank for Development Promotion. To avoid double accounting we are listing all the EIB's interemediated loans extended after 2015 separately. | http://www.erc.org.mk/odluki/2.%20EE-O-2015.04.17%20-%20ODLUKA%20ZA%20BNB%20ENERDJI%20-%20GOLEMO%20ILINO.pdf, https://www.wbif.eu/content/stream/Sites/website/library/WBEC-REG-ENE-01-BR-1-Role-of-hydropower-04.12b.pdf Pledge Registry extract for Ohridska banka
MK | Macedonia | Brza Voda 1 | Brza Voda | Vardar | Tetovo | Greenfield | Powerhouse: 42.057771, 20.967905; Intake: 42.069008, 20.960519 | Sar Planina | Proposed Emerald site IPA PBA | Inside | 0.96 |  | 3242.604 | BNB Enerdzi doo | BNB-Kompani doo, Vatrostalna doo Skopje |  |  | private | [5 empty] | operational<5 | 2015 | [9 empty] | Ohridska banka (Societe Generale) | Invested | 1.18 | Macedonian Bank for Development Promotion | Invested |  | Yes | See Golemoilinska. | http://www.erc.org.mk/odluki/1.%20EE-O-2015.03.11%20-%20RESENIE%20ZA%20BNB%20ENERDJI%20-%20BRZA%20VODA%201.pdf Pledge Registry extract for Ohridska banka Correspondence with the EIB 13 December 2017
MK | Macedonia | Brza Voda 2 | Brza Voda | Vardar | Tetovo | Greenfield | Powerhouse: 42.049050, 20.976770, Intake: 42.058128, 20.968035 | Sar Planina | Prime Butterfly Area | Inside | 0.96 |  | 3469.425 | BNB Enerdzi doo | BNB-Kompani doo, Vatrostalna doo Skopje |  |  | private | [5 empty] | operational<5 | 2015 |  |  |  |  | MK-MDB | European Bank for Reconstruction and Development (EBRD) | Signed | financial intermediary | 0.19356 | Ohridska banka (Societe Generale) | Invested |  |  |  |  | Yes | It is not clear which plant was financed via WebSEEF 1 loan, so it was assigned to one of the plants in the cascade. | http://www.erc.org.mk/odluki/2.%20EE-O-2015.03.11%20-%20ODLUKA%20ZA%20BNB%20ENERDJI%20-%20BRZA%20VODA%202.pdf Correspondence with the EBRD, 6 February 2018 http://www.webseff.com/index.php?option=com_content&view=article&id=169:project-map&catid=7:other&Itemid=337&lang=en
MK | Macedonia | Brza Voda 3 | Brza Voda | Vardar | Tetovo | Greenfield | Powerhouse: 42.038168, 20.985997 | Sar Planina | Prime Butterfly Area | Inside | 0.72 | 0 | 2734.673 | BNB Enerdzi doo | BNB-Kompani doo, Vatrostalna doo Skopje |  |  | private |  | 2011 |  |  |  | operational<5 | 2015 |  |  |  |  | MK-MDB | European Bank for Reconstruction and Development (EBRD) | Signed | financial intermediary | 1.17 | Yes but not identified | Invested |  |  |  |  | Yes |  | http://www.webseff.com/index.php?option=com_content&view=article&id=329:hydropower-map&catid=7&lang=en&Itemid=331 http://www.erc.org.mk/odluki/2.%20EE-O-2015.03.02%20-%20ODLUKA%20ZA%20BNB%20ENERDJI%20-%20BRZA%20VODA%203.pdf, http://www.webseff.com/images/CaseStudies/CS24%20-%20Brza%20Voda%203%20-%20FYR%20Macedonia.pdf http://www.webseff.com/index.php?option=com_content&view=category&id=7&Itemid=200&lang=en
MK | Macedonia | Toplec | Unclear | Dojransko jezero |  | Unclear |  |  |  |  | 0.33 | 0 |  | Ezoterna Dooel | not identified |  |  | private | [5 empty] | operational<5 | 2015 | [15 empty] | Not identified |  | https://www.wbif.eu/content/stream/Sites/website/library/WBEC-REG-ENE-01-BR-1-Role-of-hydropower-04.12b.pdf
MK | Macedonia | Gari / Garska river | Garska |  |  | Greenfield |  |  | National park | Inside |  |  |  | not identified | not identified | [8 empty] | planned | N/A | [15 empty] | None
MK | Macedonia | Bosava 1 | Bosava | Vardar | Kavadarci | Greenfield |  |  |  |  | 2.88 | 0 |  | Hidrobosava doo Kavadarci | Kolektor Turboinstitut; Vodostopanstvo Tikves | Slovenia/Macedonia |  | public-private | 5 |  |  |  |  | operational<5 | 2015 | [15 empty] | Not identified | In the Bosava project, Kolektor Turboinštitut entered into a public-private partnership for combined use of water with Vodostopanstvo Tikves, the operator of the irrigation system and the holder of water rights. | http://www.turboinstitut.com/index.php?t=news&l=en&id=91, https://www.wbif.eu/content/stream/Sites/website/library/WBEC-REG-ENE-01-BR-1-Role-of-hydropower-04.12b.pdf
MK | Macedonia | Bosava 2 | Bosava | Vardar | Kavadarci | Greenfield |  |  |  |  | 2.88 | 0 |  | Hidrobosava doo Kavadarci | Kolektor Turboinstitut; Vodostopanstvo Tikves | Slovenia/Macedonia |  | public-private | 5 |  |  |  |  | operational<5 | 2015 | [15 empty] | Not identified | In the Bosava project, Kolektor Turboinštitut entered into a public-private partnership for combined use of water with Vodostopanstvo Tikves, the operator of the irrigation system and the holder of water rights. | http://www.turboinstitut.com/index.php?t=news&l=en&id=91, https://www.wbif.eu/content/stream/Sites/website/library/WBEC-REG-ENE-01-BR-1-Role-of-hydropower-04.12b.pdf
MK | Macedonia | Bosava 3 | Bosava | Vardar | Kavadarci | Greenfield |  |  |  |  | 1.92 | 0 |  | Hidrobosava doo Kavadarci | Kolektor Turboinstitut; Vodostopanstvo Tikves | Slovenia/Macedonia |  | public-private | 5 |  |  |  |  | operational<5 | 2015 | [15 empty] | Not identified | In the Bosava project, Kolektor Turboinštitut entered into a public-private partnership for combined use of water with Vodostopanstvo Tikves, the operator of the irrigation system and the holder of water rights. | http://www.turboinstitut.com/index.php?t=news&l=en&id=91, https://www.wbif.eu/content/stream/Sites/website/library/WBEC-REG-ENE-01-BR-1-Role-of-hydropower-04.12b.pdf
MK | Macedonia | Bosava 4 | Bosava | Vardar | Kavadarci | Greenfield |  |  |  |  | 1.92 | 0 |  | Hidrobosava doo Kavadarci | Kolektor Turboinstitut; Vodostopanstvo Tikves | Slovenia/Macedonia |  | public-private | 5 |  |  |  |  | operational<5 | 2015 | [15 empty] | Not identified | In the Bosava project, Kolektor Turboinštitut entered into a public-private partnership for combined use of water with Vodostopanstvo Tikves, the operator of the irrigation system and the holder of water rights. | http://www.turboinstitut.com/index.php?t=news&l=en&id=91, https://www.wbif.eu/content/stream/Sites/website/library/WBEC-REG-ENE-01-BR-1-Role-of-hydropower-04.12b.pdf
MK | Macedonia | Bosava 5 | Bosava | Vardar | Kavadarci | Greenfield |  |  |  |  | 1.44 | 0 |  | Hidrobosava doo Kavadarci | Kolektor Turboinstitut; Vodostopanstvo Tikves | Slovenia/Macedonia |  | public-private | 5 |  |  |  |  | operational<5 | 2015 | [15 empty] | Not identified | In the Bosava project, Kolektor Turboinštitut entered into a public-private partnership for combined use of water with Vodostopanstvo Tikves, the operator of the irrigation system and the holder of water rights. | http://www.turboinstitut.com/index.php?t=news&l=en&id=91, https://www.wbif.eu/content/stream/Sites/website/library/WBEC-REG-ENE-01-BR-1-Role-of-hydropower-04.12b.pdf
MK | Macedonia | Ratevo | Ratevska | Vardar |  | Greenfield |  |  |  |  | 0.4 | 0 |  | DDS Solar doo Skopje | not identified |  |  | private | [5 empty] | operational 5-10 | 2013 | [15 empty] | Not identified |  | https://www.wbif.eu/content/stream/Sites/website/library/WBEC-REG-ENE-01-BR-1-Role-of-hydropower-04.12b.pdf
MK | Macedonia | Dvorce i Gradishte |  |  |  | Greenfield |  |  |  |  | 1.406 |  |  | Consortium DTPIU Tolja dooel, AR Bauunternehmen und Projectentwicklun g GmbH | not identified | Macedonia, Germany |  | private | [5 empty] | concession awarded | 2016 | [15 empty] | None |  | http://www.moepp.gov.mk/wp-content/uploads/2016/02/Skluceni-dogovori-za-dodeluvanje-koncesija-za-proizvodstvo-na-struja-i-izgradba-na-MHE_2015_2016.pdf
MK | Macedonia | Rechica 1 and 2 |  |  |  | Greenfield |  |  |  |  | 1.599 |  |  | Consortium Nord Energi group, Nord energi group dooelTetovo,Kap itolkorp DOOEL Tetovo, Moding DOOEL Tetovo i Blue vat-e DOOELTetovo |  |  |  | private | [5 empty] | concession awarded | 2016 | [15 empty] | Not identified |  | http://www.moepp.gov.mk/wp-content/uploads/2016/02/Skluceni-dogovori-za-dodeluvanje-koncesija-za-proizvodstvo-na-struja-i-izgradba-na-MHE_2015_2016.pdf
MK | Macedonia | Virovska |  |  |  | Greenfield |  |  |  |  | 0.48 |  |  | Kosmos Kompani DOO Bitola |  |  |  | private | [5 empty] | concession awarded | 2016 | [15 empty] | None |  | http://www.moepp.gov.mk/wp-content/uploads/2016/02/Skluceni-dogovori-za-dodeluvanje-koncesija-za-proizvodstvo-na-struja-i-izgradba-na-MHE_2015_2016.pdf
ME_HP_001 | Montenegro | Perucica | Zeta | Moraca | Niksic | Existing |  |  |  |  | 307 | 0 | 860000 | EPCG | EPCG |  |  | public | [5 empty] | operational>10 | 1960 | [15 empty] | N/A |  | http://www.epcg.com/o-nama/hidroelektrana-perucica
ME_HP_002 | Montenegro | Piva | Piva | Drina | Pluzine | Existing |  |  |  |  | 360 | 0 | 860000 | EPCG | EPCG |  |  | public | [5 empty] | operational>10 | 1976 | [15 empty] | N/A |  | http://www.epcg.com/o-nama/hidroelektrana-piva
ME_HP_003 | Montenegro | Tepca | Tara | Drina | Zabljak | Greenfield |  | Durmitor | National Park | Inside | 0 | 316 |  | None | None | [8 empty] | potential | N/A | [15 empty] | None | Very difficult to see this being implemented due not only to National Park status but also Declaration for the Protection of the River Tara 2004 and UNESCO World Heritage status of the Tara canyon. It is not in the 2014 Montenegro energy strategy. Nevertheless, it is periodically still mentioned. The projects Tepca and Ljutica are variants that could probably not both be implemented. | http://www.vodoprivreda.net/wp-content/uploads/2014/08/mogucnosti.pdf
ME_HP_004 | Montenegro | Ljutica | Tara | Drina |  | Greenfield |  | Durmitor | National Park | Inside | 0 | 212 |  | None | None | [8 empty] | potential | N/A | [15 empty] | None | Very difficult to see this being implemented due not only to National Park status but also Declaration for the Protection of the River Tara 2004 and UNESCO World Heritage status of the Tara canyon. It is not in the 2014 Montenegro energy strategy. Nevertheless, it is periodically still mentioned. The projects Tepca and Ljutica are variants that could probably not both be implemented. | http://www.vodoprivreda.net/wp-content/uploads/2014/08/mogucnosti.pdf
ME_HP_005 | Montenegro | Matesevo | Tara | Drina | Matesevo | Greenfield |  |  | Other | Inside | 0 | 23 |  | None | None | [8 empty] | potential | N/A | [15 empty] | None | Very difficult to see this being implemented due to Declaration for the Protection of the River Tara 2004 and UNESCO World Heritage status of the Tara canyon. It is not in the 2014 Montenegro energy strategy. | http://www.mek.gov.me/ResourceManager/FileDownload.aspx?rid=66693&rType=2, http://www.vodoprivreda.net/wp-content/uploads/2014/08/ciljevi.pdf
ME_HP_006 | Montenegro | Opasanica | Tara | Drina |  | Greenfield |  |  | Other | Inside | 0 | 10 |  | None | None | [8 empty] | potential | N/A | [15 empty] | None | Very difficult to see this being implemented due to Declaration for the Protection of the River Tara 2004 and UNESCO World Heritage status of the Tara canyon. It is not in the 2014 Montenegro energy strategy. | http://www.vodoprivreda.net/wp-content/uploads/2014/08/ciljevi.pdf
ME_HP_007 | Montenegro | Kostanica | Moraca | Moraca/Tara |  | Greenfield |  | Tara | Other | Inside | 0 | 552 |  | None | None | [8 empty] | potential | N/A | [15 empty] | None | This would take water from the Tara basin and transfer it to the Moraca, so is highly controversial. It would use water from the Zuti Krs and Bakovica Klisura reservoirs. It is not in the 2014 Montenegro Energy Strategy and would be difficult to push forward due to the protection of Tara by UNESCO. | http://www.gov.me/files/1181054394.pdf http://www.novosti.rs/vesti/planeta.70.html:288050-Napon-trese-dva-kanjona
ME_HP_008 | Montenegro | Moraca - Andrijevo | Moraca | Moraca | 32 km from Podgorica | Greenfield |  | Skadar Lake | Ramsar site | Outside | 0 | 238 |  | None yet | None yet |  |  | private | [5 empty] | planned | N/A | EUR | 494 | 494 |  | ME-MDB | International Finance Corporation (IFC) | Completed | advisory services | [7 empty] | None | High impact on Skadar Lake Ramsar site. The tender for the Moraca plants failed in October 2011, however this has not stopped the Montenegrin government giving the project high priority in its 2014 energy strategy. Since then, various companies have expressed interest, including Chinese companies Norinco, Power China, and SDIC, and Bereket Enerji from Turkey. | Energy Strategy of Montenegro 2014, p.90, http://www.energetska-efikasnost.me/uploads/file/Dokumenta/Strategija%20razvoja%20energetike%20CG%20do%202030.%20godine%20-%20Bijela%20knjiga_10072014.pdf, http://ifcextapps.ifc.org/ifcext/spiwebsite1.nsf/a24f910d8d23aa078525753d00658ca8/852568b10055270d852575bd005bf8a9?opendocument, http://balkangreenenergynews.com/rs/dve-kineske-kompanije-zainteresovane-za-izgradnju-hidroelektrana-na-moraci/
ME_HP_009 | Montenegro | Moraca - Raslovici | Moraca | Moraca | Upstream from Podgorica | Greenfield |  | Skadar Lake | Ramsar site | Outside | 0 | See Andrijevo |  | None yet | None yet |  |  | private | [5 empty] | planned | N/A | See Andrijevo |  |  |  | ME-MDB | International Finance Corporation (IFC) | Completed | advisory services | [7 empty] | None | High impact on Skadar Lake Ramsar site. The tender for the Moraca plants failed in October 2011, however this has not stopped the Montenegrin government giving the project high priority in its 2014 energy strategy. Since then, various companies have expressed interest, including Chinese companies Norinco, Power China, and SDIC, and Bereket Enerji from Turkey. | Energy Strategy of Montenegro 2014, p.90, http://www.energetska-efikasnost.me/uploads/file/Dokumenta/Strategija%20razvoja%20energetike%20CG%20do%202030.%20godine%20-%20Bijela%20knjiga_10072014.pdf, http://ifcextapps.ifc.org/ifcext/spiwebsite1.nsf/a24f910d8d23aa078525753d00658ca8/852568b10055270d852575bd005bf8a9?opendocument, http://balkangreenenergynews.com/rs/dve-kineske-kompanije-zainteresovane-za-izgradnju-hidroelektrana-na-moraci/
ME_HP_010 | Montenegro | Moraca - Milunovici | Moraca | Moraca | Upstream from Podgorica | Greenfield |  | Skadar Lake | Ramsar site | Outside | 0 | See Andrijevo |  | None yet | None yet |  |  | private | [5 empty] | planned | N/A | See Andrijevo |  |  |  | ME-MDB | International Finance Corporation (IFC) | Completed | advisory services | [7 empty] | None | High impact on Skadar Lake Ramsar site. The tender for the Moraca plants failed in October 2011, however this has not stopped the Montenegrin government giving the project high priority in its 2014 energy strategy. Since then, various companies have expressed interest, including Chinese companies Norinco, Power China, and SDIC, and Bereket Enerji from Turkey. | Energy Strategy of Montenegro 2014, p.90, http://www.energetska-efikasnost.me/uploads/file/Dokumenta/Strategija%20razvoja%20energetike%20CG%20do%202030.%20godine%20-%20Bijela%20knjiga_10072014.pdf, http://ifcextapps.ifc.org/ifcext/spiwebsite1.nsf/a24f910d8d23aa078525753d00658ca8/852568b10055270d852575bd005bf8a9?opendocument, http://balkangreenenergynews.com/rs/dve-kineske-kompanije-zainteresovane-za-izgradnju-hidroelektrana-na-moraci/
ME_HP_011 | Montenegro | Moraca - Zlatica | Moraca | Moraca | Podgorica | Greenfield |  | Skadar Lake | Ramsar site | Outside | 0 | See Andrijevo |  | None yet | None yet |  |  | private | [5 empty] | planned | N/A | See Andrijevo |  |  |  | ME-MDB | International Finance Corporation (IFC) | Completed | advisory services | [7 empty] | None | High impact on Skadar Lake Ramsar site. The tender for the Moraca plants failed in October 2011, however this has not stopped the Montenegrin government giving the project high priority in its 2014 energy strategy. Since then, various companies have expressed interest, including Chinese companies Norinco, Power China, and SDIC, and Bereket Enerji from Turkey. | Energy Strategy of Montenegro 2014, p.90, http://www.energetska-efikasnost.me/uploads/file/Dokumenta/Strategija%20razvoja%20energetike%20CG%20do%202030.%20godine%20-%20Bijela%20knjiga_10072014.pdf, http://ifcextapps.ifc.org/ifcext/spiwebsite1.nsf/a24f910d8d23aa078525753d00658ca8/852568b10055270d852575bd005bf8a9?opendocument, http://balkangreenenergynews.com/rs/dve-kineske-kompanije-zainteresovane-za-izgradnju-hidroelektrana-na-moraci/
ME_HP_012 | Montenegro | Komarnica | Komarnica | Komarnica | Savnik | Greenfield |  | Komarnica | Nominated Emerald Site | Inside | 0 | 172 |  | None yet | None yet | [8 empty] | planned | N/A | EUR | 178 | 178 | [12 empty] | None | EPS of Serbia reported to be interested in being involved. | Energy Strategy of Montenegro 2014, p.42, http://www.energetska-efikasnost.me/uploads/file/Dokumenta/Strategija%20razvoja%20energetike%20CG%20do%202030.%20godine%20-%20Bijela%20knjiga_10072014.pdf, http://www.bankar.me/2017/01/09/epcg-najavila-realizaciju-dva-strateska-projekta-pocinje-prevodenje-zete-u-krupac/
ME_HP_014 | Montenegro | Glava Zete | Zeta | Moraca |  | Existing |  |  |  |  | 5 |  |  | “ZETA ENERGY” doo Danilovgrad | EPCG and NTE | Montenegro/Norway | State of Montenegro/A2A; North Trøndelag County Council | public | [5 empty] | operational>10 | 1954 | [15 empty] | N/A |  | https://www.energy-community.org/portal/page/portal/ENC_HOME/DOCS/1218178/Montenegro_-_SoS-_eng11.pdf
ME_HP_015 | Montenegro | Slap Zete | Zeta | Moraca |  | Existing |  |  |  |  | 1.2 | 3.2 |  | “ZETA ENERGY” doo Danilovgrad | EPCG and NTE | Montenegro/Norway | State of Montenegro/A2A; North Trøndelag County Council | public | [5 empty] | operational>10 | 1952 | [15 empty] | N/A |  | https://www.energy-community.org/portal/page/portal/ENC_HOME/DOCS/1218178/Montenegro_-_SoS-_eng11.pdf, Energy Community of Montenegro, 2014, p.40
ME_HP_016 | Montenegro | Rijeka Musovica | Levaja |  |  | Existing |  |  |  |  | 1.2 |  |  | EPCG | EPCG | [8 empty] | operational>10 | 1950 | [15 empty] | N/A |  | https://www.energy-community.org/portal/page/portal/ENC_HOME/DOCS/1218178/Montenegro_-_SoS-_eng11.pdf
ME_HP_019 | Montenegro | Rijeka Crnojevica | Rijeka Crnojevica |  |  | Existing |  |  |  |  | 0.5 |  |  | EPCG | EPCG | [8 empty] | operational>10 | 1948 | [15 empty] | N/A |  | https://www.energy-community.org/portal/page/portal/ENC_HOME/DOCS/1218178/Montenegro_-_SoS-_eng11.pdf
ME_HP_021 | Montenegro | Otilovici | Cehotina | Drina | Pljevlja | Conversion |  | Valley of Cehotina River | Nominated Emerald Site | Inside | 0 | 2.96 |  | None yet | None yet | [8 empty] | planned | N/A | EUR | 3.5 | 3.5 | [12 empty] | None | Although it has been planned for more than a decade and not much has happened yet, it appears in the 2014 Montenegro Energy Strategy. | http://www.energetska-efikasnost.me/uploads/file/Dokumenta/Strategija%20razvoja%20energetike%20CG%20do%202030.%20godine%20-%20Bijela%20knjiga_10072014.pdf
ME_HP_022 | Montenegro | Krusevo - Piva | Piva | Drina |  | Greenfield |  |  | Nominated Emerald Site | Inside | 0 | 120 |  | None | None | [8 empty] | potential | N/A | [15 empty] | None | The Montenegrin Energy Strategy says it will not be built until after 2030, that there is no detailed project documentation available, and that a transboundary agreement would be needed. Therefore it is not likely to go ahead any time soon. However, the action points in the Strategy do suggest that work may be done to develop the project, therefore it was not classified as cancelled. | http://www.energetska-efikasnost.me/uploads/file/Dokumenta/Strategija%20razvoja%20energetike%20CG%20do%202030.%20godine%20-%20Bijela%20knjiga_10072014.pdf, http://www.gov.me/ResourceManager/FileDownload.aspx?rId=62603&rType=2.
ME | Montenegro | Krusevo - Lim | Lim | Drina |  | Greenfield |  |  |  |  | 0 | unclear |  | Reservoir Capital Corporation | Reservoir Capital Corporation | Canada |  | private | [5 empty] | planned | N/A | [15 empty] | None | Part of the HPPs on the Lim in Montenegro project which was selected as an Project of Energy Community Interest (PECI) in 2013 | https://www.energy-community.org/portal/page/portal/ENC_HOME/AREAS_OF_WORK/Instruments/Investments/PECIs/List_PECI, https://www.energy-community.org/pls/portal/docs/2558181.PDF
ME_HP_023 | Montenegro | Gradac | Cehotina | Drina |  | Greenfield |  |  | Nominated Emerald Site | Inside | 0 | 23 |  | Extrem Inzenjering d.o.o, Sarajevo | not identified | [8 empty] | potential | N/A | [15 empty] | None | In the Montenegro 2014 Energy Strategy HPPs on the Cehotina are said to not have sufficient documentation and are seen as a possibility only for the further future. Extrem Inzenjering was reported in 2014 to be looking into possibilities of two variants, Gradac and Mekote or Gradac and Milovci. | http://www.energetska-efikasnost.me/uploads/file/Dokumenta/Strategija%20razvoja%20energetike%20CG%20do%202030.%20godine%20-%20Bijela%20knjiga_10072014.pdf, http://www.bankar.me/2014/03/06/u-pljevljima-nice-sedam-hidroelektrana/
ME_HP_024 | Montenegro | Milovci | Cehotina | Drina |  | Greenfield |  |  |  |  | 0 | 50 |  | Extrem Inzenjering d.o.o, Sarajevo | not identified | [8 empty] | potential | N/A | [15 empty] | None | Would require quite a big reservoir. In the Montenegro 2014 Energy Strategy HPPs on the Cehotina are said to not have sufficient documentation and are seen as a possibility only for the further future. Extrem Inzenjering was reported in 2014 to be looking into possibilities of two variants, Gradac and Mekote or Gradac and Milovci. | http://www.vodoprivreda.net/wp-content/uploads/2014/08/mogucnosti.pdf, http://www.energetska-efikasnost.me/uploads/file/Dokumenta/Strategija%20razvoja%20energetike%20CG%20do%202030.%20godine%20-%20Bijela%20knjiga_10072014.pdf, http://www.bankar.me/2014/03/06/u-pljevljima-nice-sedam-hidroelektrana/
ME_HP_025 | Montenegro | Lukin Vir | Lim | Drina |  | Greenfield |  |  |  |  | 0 | 13 |  | Reservoir Capital Corporation | Reservoir Capital Corporation | Canada | [7 empty] | potential | N/A | [15 empty] | None | The original version had 30 MW but this would involve stopping the flow of the river Lim and flooding quite some infrastructure so it does not seem likely to go ahead in this form. Nor is the project in the 2014 Energy Strategy for Montenegro. However it is (in some form, not clear how large), part of the HPPs on the Lim in Montenegro project selected as a Project of Energy Community Interest in 2013. | http://www.gov.me/files/1181054394.pdf, http://www.gov.me/files/1181054394.pdf, https://www.energy-community.org/portal/page/portal/ENC_HOME/AREAS_OF_WORK/Instruments/Investments/PECIs/List_PECI, https://www.energy-community.org/pls/portal/docs/2558181.PDF
ME_HP_026 | Montenegro | Plav | Lim | Drina | Plav | Greenfield |  |  |  |  | 0 | 13 |  | Reservoir Capital Corporation | Reservoir Capital Corporation | Canada | [7 empty] | planned | N/A | [15 empty] | None | Not mentioned in the Plav area spatial plan or the 2014 Energy Strategy, either as HE Plav or HE Plavsko Jezero. It was in one of the variants explored in a 2006 study for the old Energy Strategy to 2025. However it is part of the HPPs on the Lim in Montenegro project selected as a Project of Energy Community Interest in 2013. | http://www.plav.me/uploads/dokumenta/Nacrt%20PUP%20Plav..pdf, http://www.gov.me/files/1181054394.pdf, https://www.energy-community.org/portal/page/portal/ENC_HOME/AREAS_OF_WORK/Instruments/Investments/PECIs/List_PECI, https://www.energy-community.org/pls/portal/docs/2558181.PDF
ME_HP_027 | Montenegro | Mekote | Cehotina | Drina |  | Greenfield |  |  | Nominated Emerald site | Inside | 0 | 26 |  | Extrem Inzenjering d.o.o, Sarajevo | not identified | [8 empty] | potential | N/A | [15 empty] | None | In the Montenegro 2014 Energy Strategy HPPs on the Cehotina are said to not have sufficient documentation and are seen as a possibility only for the further future. Extrem Inzenjering was reported in 2014 to be looking into possibilities of two variants, Gradac and Mekote or Gradac and Milovci. | http://www.energetska-efikasnost.me/uploads/file/Dokumenta/Strategija%20razvoja%20energetike%20CG%20do%202030.%20godine%20-%20Bijela%20knjiga_10072014.pdf, http://www.bankar.me/2014/03/06/u-pljevljima-nice-sedam-hidroelektrana/, http://www.oie-res.me/uploads/archive/Pregled%20planova%20nizeg%20reda.pdf
ME_HP_028 | Montenegro | Poscenje | Komarnica | Drina | Poscenje | Greenfield |  |  | Other | Inside | 0 | 7.3 |  | None yet | None yet | [8 empty] | potential | N/A | [15 empty] | None | It was in one of the variants explored in a 2006 study for the old Energy Strategy to 2025, but does not seem to have been mentioned much since then. | http://www.gov.me/files/1181054394.pdf
ME_HP_029 | Montenegro | Bukovica 1 - Savnik | Bukovica | Komarnica | Savnik | Greenfield |  |  | Other | Inside | 0 | 2.945 | 11310 | Hydra MNE | HYDRA DOO, Podgorica (98%) IMP D.D., Ljubljana (1%), IGMA ENERGY DOO, Andrijevica, (1 %) | Montenegro, Slovenia | Jovan Gordijan (50%), Milovan Maksimovic (50%) | private | 2 | 2016 |  |  |  | concession awarded | N/A | [15 empty] | Not identified | Not to be confused with Bukovica near Kolasin. According to Vijesti, Maksimovic is the brother of former PM Milo Djukanovic's uncle http://www.vijesti.me/vijesti/braca-i-kumovi-u-redu-za-mhe-898708 Opposition from Niksic Young Ecologists' Association due to environmental impact http://www.onogost.me/drustvo/dmen-izgradnja-mhe-na-rijeci-bukovici-ce-trajno-devastirati-rijeku | http://www.oie-res.me/uploads/archive/142010_HMZCG%20kolasiN%2013%20OKT%202010.pdf, http://www.gov.me/files/1181054394.pdf, http://www.vijesti.me/vijesti/tender-za-davanje-koncesija-za-vodotoke-bukovica-i-stitaricka-845111, http://www.minekon.gov.me/rubrike/javnerasprave/150359/Javna-rasprava-na-Plan-davanja-koncesija-za-koriscenje-vodotoka-za-izgradnju-malih-hidroelektrana-u-Crnoj-Gori-za-2015-godinu.html, www.pretraga.crps.me
ME | Montenegro | Bukovica 2 - Savnik | Bukovica | Komarnica | Savnik | Greenfield |  |  | Other | Inside | 0 | 1.843 | 6950 | Hydra MNE | HYDRA DOO, Podgorica (98%) IMP D.D., Ljubljana (1%), IGMA ENERGY DOO, Andrijevica, (1 %) | Montenegro, Slovenia | Jovan Gordijan (50%), Milovan Maksimovic (50%) | private | 2 | 2017 |  |  |  | concession awarded | N/A | [15 empty] | None | Not to be confused with Bukovica near Kolasin. According to Vijesti, Maksimovic is the brother of former PM Milo Djukanovic's uncle http://www.vijesti.me/vijesti/braca-i-kumovi-u-redu-za-mhe-898708 Opposition from Niksic Young Ecologists' Association due to environmental impact http://www.onogost.me/drustvo/dmen-izgradnja-mhe-na-rijeci-bukovici-ce-trajno-devastirati-rijeku Probably no financing yet as concession only signed early 2017 | http://www.oie-res.me/uploads/archive/142010_HMZCG%20kolasiN%2013%20OKT%202010.pdf, http://www.gov.me/files/1181054394.pdf, http://www.vijesti.me/vijesti/tender-za-davanje-koncesija-za-vodotoke-bukovica-i-stitaricka-845111, http://www.minekon.gov.me/rubrike/javnerasprave/150359/Javna-rasprava-na-Plan-davanja-koncesija-za-koriscenje-vodotoka-za-izgradnju-malih-hidroelektrana-u-Crnoj-Gori-za-2015-godinu.html, www.pretraga.crps.me, http://www.savnik.me/uploads/NOVOSTI%202016/SEA%20LKL%20mHE%20BUKOVICA.pdf, http://www.predsjednik.gov.me/ResourceManager/FileDownload.aspx?rid=272069&rType=2&file=19_22_20_04_2017.pdf
ME_HP_030 | Montenegro | Trebaljevo | Tara | Drina |  | Greenfield |  |  | Other | Inside | 0 | 59 |  | None | None | [8 empty] | potential | N/A | [15 empty] | None |  | http://www.gov.me/files/1181054394.pdf
ME_HP_031 | Montenegro | Dubravica | Moraca | Adriatic |  | Greenfield |  |  | Other | Inside | 0 | 60 |  | None | None | [8 empty] | potential | N/A | [15 empty] | None |  | http://www.gov.me/files/1181054394.pdf, http://www.vodoprivreda.net/wp-content/uploads/2014/08/uporedna1.pdf
ME_HP_032 | Montenegro | Grla | Moraca | Adriatic |  | Greenfield |  |  |  |  | 0 | 10 |  | None | None | [8 empty] | potential | N/A | [15 empty] | None |  | http://www.gov.me/files/1181054394.pdf, http://www.vodoprivreda.net/wp-content/uploads/2014/08/uporedna1.pdf
ME_HP_034 | Montenegro | Bistrica-pritoka Ljubovidje | Bistrica | Lim | Bijelo Polje | Greenfield |  |  |  |  | 0 | 3.49 | 11319 | Hydro Bistrica (previous concessionaire Haider Extrem Energy) | Synergy d.o.o. Podgorica (97%), Vodni zdroje AS, Prag (1%), Triangle General Contractors, Decani (1%), Gradnja d.o.o. Bijelo polke (1%) | Montenegro, Czech Republic, Kosovo | Synergy majority owned by Tomas Hajek, Director of Vodni zdroje, with minority participation of others including KIA Montenegro, run by former Premier Djukanovic's 'kum' (godfather/best man) Vuk Rajkovic | private | 1 | 2014 | 30 |  |  | under construction | N/A | EUR | 5.9 | 5.9 |  | ME-MDB | European Bank for Reconstruction and Development (EBRD) | Signed | credit | 4.2 | [6 empty] | Yes | Local media report that the plant was given permission in spite of a warning from Bijelo Polje water authority that the underground water levels of the reservoir below Bjelasnica mountain may be disturbed/lowered by the project. The concession for Haider Extreme Energy was cancelled in 2013. There are at least two other concessions for "Bistrica" in Montenegro, but they are near to Kolašin and Berane (see eg. ME_HP_066) | http://www.gov.me/sjednice_vlade/111 http://www.mek.gov.me/ResourceManager/FileDownload.aspx?rid=208962&rType=2&file=7%20Informacija%20o%20aktivnostima%20na%20realizaciji%20prioritetnih%20projekata%20iz%20oblasti%20energetike.pdf. UNDP evaluation 2013: http://erc.undp.org/evaluationadmin/downloaddocument.html?docid=6899 http://me.westernbalkansenvironment.net/content/view/35/1/lang,en/, http://www.dan.co.me/?nivo=3&rubrika=Ekonomija&clanak=481974&datum=2015-03-18&naslov=Premijerov http://www.pretraga.crps.me/Home/PrikaziSlog/3, http://www.pretraga.crps.me/Home/PrikaziSlog/1, http://www.pretraga.crps.me/Home/PrikaziSlog/1, http://www.monitor.co.me/index.php?option=com_content&view=article&id=4062:mladi-i-lijepi&Itemid=3991, http://www.gov.me/ResourceManager/FileDownload.aspx?rId=231924&rType=2 http://www.gov.me/pretraga/103136/Gradevinske-dozvole.html, http://www.minsaob.gov.me/ResourceManager/FileDownload.aspx?rid=233018&rType=2&file=MINISTARSTVO%20EKONOMIJE%20Projekat%20izgradnje%20hidroelektrane.pdf, http://www.gov.me/ResourceManager/FileDownload.aspx?rId=231924&rType=2, http://www.gov.me/sjednice_vlade_2016/39, http://www.rzcg.gov.me/Podaci.asp?MR=R-16050900055, http://www.rzcg.gov.me/Podaci.asp?MR=R-16050900113, information request to EBRD
ME_HP_036 | Montenegro | Krupac/Slano | Zeta | Moraca | Niksic | Conversion |  |  |  |  | 0 |  |  | EPCG | EPCG | [8 empty] | potential | N/A | [16 empty] | These are the existing dams for Perucica HPP, which would be converted into HPPs in their own right. | http://www.oie-res.me/uploads/archive/mhe_Strategija_razvoja_malih_hidroelektrana_u_Crnoj_Gori.pdf
ME_HP_037 | Montenegro | Zlorecica | Zlorecica | Lim | Andrijevica | Greenfield |  | Lim River | Nominated Emerald site | Inside | 0 | 1.6 |  | None yet | None yet | [8 empty] | potential | N/A | [15 empty] | None | A letter of intention to issue concessions for several SHPPs was published by the Montenegrin government but no evidence is available to suggest that the project has gone further since then. | http://www.gov.me/ResourceManager/FileDownload.aspx?rId=127085&rType=2, http://www.oie-res.me/uploads/Prezentacija%20studije/Studija%20MV%20Ranko%20Vukovic.pdf
ME_HP_038 | Montenegro | Kruska | Kutska | Lim | Andrijevica | Greenfield |  | Visitor and Zeletin? | Nominated Emerald site | Inside | 0 | 4.3 |  | None | None | [8 empty] | potential | N/A | [15 empty] | None | This appeared in Table 5.7 of the study: Projekat SS-AE Sektorske Studije za potrebe prostornog plana Republike Crne Gore (PPR), Sektorska studija (SS-AE) 4.4 Vodoprivreda i hidrotehnicki sistemi, however it is not clear if it overlaps with the concession that was later given for Kutska Rijeka for a smaller plant. PROJEKAT SS-AE SEKTORSKE STUDIJE – ANALIZE I EKSPERTIZE (SS-AE) ZA POTREBE PROSTORNOG PLANA REPUBLIKE CRNE GORE (PPR) SEKTORSKA STUDIJA (SS-AE) 4.4 | http://documents.tips/documents/vodoprivreda-i-hidrotehnicki-sistemi.html
ME_HP_039 | Montenegro | Gornja Trepca/Trepacka 1 | Trepacka Rijeka | Lim | Andrijevica | Greenfield |  |  |  |  | 0 | 9.6 |  | Konzorcijum "Dekar – Hidro" - "Dekar" d.o.o. Podgorica and "Hydro Energy" d.o.o. Podgorica | "Dekar" d.o.o. Podgorica and "Hydro Energy" d.o.o. Podgorica |  | Momcilo Miranovic (through d.o.o. Hydro Energy) plus unknown owner of Dekar d.o.o. (represented by Momcilo Miranovic) | private | 2 | 2010 |  |  |  | planned | N/A | EUR | 9.555 | 9.555 | [12 empty] | None | Concession was originally given to Elektrotehna-Radius but later transferred to Dekar http://www.gov.me/ResourceManager/FileDownload.aspx?rId=198868&rType=2. However in 2017 the MNE govt. approved a proposal to cancel the concession due to lack of progress from the concessionaire's side. http://www.gov.me/sjednice_vlade_2016/26 It is not clear whether this has actually happened. | http://www.mek.gov.me/ResourceManager/FileDownload.aspx?rid=208962&rType=2&file=7%20Informacija%20o%20aktivnostima%20na%20realizaciji%20prioritetnih%20projekata%20iz%20oblasti%20energetike.pdf. http://www.gov.me/ResourceManager/FileDownload.aspx?rId=198868&rType=2. http://www.giek.no/resources/utstedte-garantier-pdf/Issued-16-juli-2015.pdf
ME | Montenegro | Trepacka 2 | Trepacka Rijeka | Lim | Andrijevica | Greenfield |  |  |  |  | 0 | 2.19 |  | Konzorcijum "Dekar – Hidro" | "Dekar" d.o.o. Podgorica and "Hydro Energy" d.o.o. Podgorica |  | Momcilo Miranovic (through d.o.o. Hydro Energy) plus unknown owner of Dekar d.o.o. (represented by Momcilo Miranovic) | private | 2 | 2010 |  |  | Possibly Norwegian Energy Consortium to provide equipment (Dahl, Energi Teknikk and others) | planned | N/A | EUR | 9.555 | 9.555 | [12 empty] | None | Concession was originally given to Elektrotehna-Radius but later transferred to Dekar http://www.gov.me/ResourceManager/FileDownload.aspx?rId=198868&rType=2. However in 2017 the MNE govt. approved a proposal to cancel the concession due to lack of progress from the concessionaire's side. http://www.gov.me/sjednice_vlade_2016/26 It is not clear whether this has actually happened. | http://www.mek.gov.me/ResourceManager/FileDownload.aspx?rid=208962&rType=2&file=7%20Informacija%20o%20aktivnostima%20na%20realizaciji%20prioritetnih%20projekata%20iz%20oblasti%20energetike.pdf. http://www.gov.me/ResourceManager/FileDownload.aspx?rId=198868&rType=2. http://www.giek.no/resources/utstedte-garantier-pdf/Issued-16-juli-2015.pdf
ME_HP_040 | Montenegro | Nozica | Mala Rijeka | Moraca |  | Greenfield |  | Canyon of Mala Rijeka | Nominated Emerald Site | Inside | 0 | 14 |  | None yet | None yet | [8 empty] | potential | N/A | [15 empty] | None | Nozica canyon is described as visually attractive in the Detailed Spatial Plan for the Moraca HPPs | http://www.gov.me/files/dpphe.pdf
ME_HP_041 | Montenegro | Dosova Rijeka | Murinska rijeka | Lim | Plav | Greenfield |  | Visitor and Zeletin | Nominated Emerald Site | Inside |  | 1.1 |  | Elektrotehna-Radius | Elektrotehna" D.O.O. Berane i „Radius" D.O.O. Herceg Novi. | Montenegro | Aco Vukovic | private |  | 2010 |  |  |  | concession awarded | N/A | See Murinska rijeka | [14 empty] | Not identified | Caused protests https://www.cdm.me/drustvo/sjevernjaci-slozno-protiv-gradnje-hidrocentrala-bez-vode-nema-zivota/, http://www.dan.co.me/?nivo=3&rubrika=Regioni&clanak=603975&datum=2017-06-23 | http://www.gov.me/sjednice_vlade/119, http://www.greenhome.co.me/fajlovi/greenhome/attach_fajlovi/eng/main-pages/2015/06/pdf/Koraci_prema_odrivom_razvoju_mHE_u_Crnoj_Gori.pdf, http://www.mek.gov.me/ResourceManager/FileDownload.aspx?rid=208962&rType=2&file=7%20Informacija%20o%20aktivnostima%20na%20realizaciji%20prioritetnih%20projekata%20iz%20oblasti%20energetike.pdf, http://www.mek.gov.me/ResourceManager/FileDownload.aspx?rid=209014&rType=2&file=24Informacija%20o%20potpisivanju%20Aneksa%20br.%201%20Ugovora%20o%20koncesiji.pdf.
ME_HP_042 | Montenegro | Velicka | Velicka | Lim | Plav | Greenfield |  |  |  |  | 0 | 0.34 |  | None yet | None yet | [8 empty] | potential | N/A | [15 empty] | None | Offered for concession in 2013, but no bidders | http://www.gov.me/ResourceManager/FileDownload.aspx?rId=155513&rType=2., http://www.mek.gov.me/vijesti/129621/JAVNI-OGLAS-I-KONCESIONI-AKT-ZA-DAVANJE-KONCESIJA-ZA-KORIscENJE-VODOTOKA-ZA-IZGRADNJU-MALIH-HIDROELEKTRANA-U-CRNOJ-GORI.html
ME_HP_044 | Montenegro | (Donje) Vusanje/Grlja | Grlja | Lim | Plav | Greenfield |  |  |  |  | 0 | 1.7 |  | Energy Eastern Europe Hydro Power GmbH | Energie Zotter Bau GmbH & Co. KG – Judenburg, Austria | Austria | Wien Energie and Energie Zotter Bau GmbH | private | 1 | 2008 |  |  |  | potential | N/A | EUR | 3.9 | 3.9 | [12 empty] | None | Opposition from the local community has prevented construction so far and the Ministry of Economy has offered the concessionaire a mutually agreed cancellation of the concession which was carried out in 2016. | http://www.mek.gov.me/ResourceManager/FileDownload.aspx?rid=208962&rType=2&file=7%20Informacija%20o%20aktivnostima%20na%20realizaciji%20prioritetnih%20projekata%20iz%20oblasti%20energetike.pdf. http://www.mrt.gov.me/ResourceManager/FileDownload.aspx?rId=73390&rType=2. http://www.energy-eastern.eu/projects/montenegro/grlja/ http://www.energy-eastern.eu/company-1/shareholders/, http://www.oie-res.me/uploads/archive/Ugovor_o_koncesijama.pdf, http://www.gov.me/ResourceManager/FileDownload.aspx?rId=232180&rType=2
ME_HP_045 | Montenegro | Jara | Babinopoljska | Lim | Plav | Greenfield |  |  |  |  | 4.57 | 0 |  | Kronor d.o.o. | Kroling d.o.o. Danilovgrad (80%), Mont Hidro (10%) Normal Company d.o.o. (10%) | Montenegro | Zeljko Miskovic | private | 2 | 2008 |  |  |  | operational<5 | 2016 | See Babinopoljska | [8 empty] | Erste & Steiermaerkische Bank | Invested | 5.7 |  |  |  | Yes | Mont Hidro is owned by someone named Milovan Bajovic, which is the same name as the father-in-law of former premier and now Deputy Premier and Foreign Affairs Minister Igor Luksic. http://kodex.me/clanak/19636/ho-tel-luk-si-ce-vog-su-re-tri-go-di-ne-ra-di-bez-pa-pi-ra Normal Company is owned by Zarko Buric and has been involved in the constroversial reconstruction of the former Hotel Crna Gora in Podgorica. Kroling was in 2013 involved in a dispute with the national university about unpaid bills even though the university claimed that the company had not finished the work it was supposed to do: http://www.vijesti.me/vijesti/blokada-univerziteta-zbog-sumnjivih-ugovora-114082. Negative impacts from the operation of the SHPP on villagers have been reported: http://www.dan.co.me/?nivo=3&rubrika=Ekonomija&clanak=609874&datum=2017-08-07 | http://erc.undp.org/evaluationadmin/downloaddocument.html?docid=6899, http://www.mek.gov.me/ResourceManager/FileDownload.aspx?rid=208962&rType=2&file=7%20Informacija%20o%20aktivnostima%20na%20realizaciji%20prioritetnih%20projekata%20iz%20oblasti%20energetike.pdf. http://www.gov.me/ResourceManager/FileDownload.aspx?rId=210919&rType=2 http://www.dan.co.me/?nivo=3&rubrika=Ekonomija&clanak=505736&datum=2015-08-15&naslov=Luk%F0i%E3ev%20%F0ura%20gradi%20mini-elektranu Montenegro business register http://www.pretraga.crps.me:8083/Home/PrikaziSlog/1 http://www.greenhome.co.me/fajlovi/greenhome/attach_fajlovi/eng/main-pages/2015/06/pdf/Koraci_prema_odrivom_razvoju_mHE_u_Crnoj_Gori.pdf http://www.gov.me/ResourceManager/FileDownload.aspx?rId=207125&rType=2. http://www.gov.me/ResourceManager/FileDownload.aspx?rId=186150&rType=2. http://www.rzcg.gov.me/Podaci.asp?MR=R%2D16112300054, http://www.cotee.me/attachments/article/108/7%20JUL%2017%20ZA%20SAJT.pdf
ME_HP_047 | Montenegro | Vrbnica 1 | Vrbnica | Drina | Pluzine | Greenfield |  |  | Other | Inside | 0 | 2.2 |  | MHE Vrbnica d.o.o. (previously mHidro CG) | Interenergo (75%), AD Mehanizacija i Programat Niksic d.o.o. (5%), Montenegro Metropolis Media (25%) | Slovenia/Austria; Mehanizacija AD Gibraltar; MMM Belize | Interenergo owned by Kelag; Mehanizacija majority owned by Urende Limited Gibraltar, MMM owned 50% by Ladybird Holdings Ltd Belize and 50% by Stellite Ltd Belize | private | 2 | 2014 |  | 2044 |  | concession awarded | N/A | EUR | 12.6 | 12.6 | 12.6 | [11 empty] | Yes | Montenegro Metropolis Media is a billboard company; Gibraltar companies registry is not free of charge but numerous free websites on Gibraltar businesses suggest that Urende Ltd is Gibraltar registered, as does this source: http://www.scmn.me/fajlovi/MIPR200912R.pdf. There is some opposition to the plants locally and claims that the plant would only run 4 months of the year: http://www.dan.co.me/?nivo=3&rubrika=Regioni&clanak=592967&datum=2017-04-03, http://www.vijesti.me/forum/smrtna-presuda-vrbnici-939073. Due to Interenergo's internal policy of not taking loans for investments it is assumed that the company will finance the plant from funds from its parent company http://www.interenergo.com/dateien/IE_Annual_Report_2016-eng-FINAL.pdf | http://pretraga.crps.me/Home/PrikaziSlog/1, http://www.savjetzaprivatizaciju.me/?wpdmact=process&did=NzYxLmhvdGxpbms=. http://www.mek.gov.me/ResourceManager/FileDownload.aspx?rid=208962&rType=2&file=7%20Informacija%20o%20aktivnostima%20na%20realizaciji%20prioritetnih%20projekata%20iz%20oblasti%20energetike.pdf http://mnse.me/code/navigate.asp?Id=14&stockId=149, http://www.interenergo.com/dateien/Interenergo-annual_report_2014.pdf, http://www.mek.gov.me/ResourceManager/FileDownload.aspx?rid=238421&rType=2&file=Informacija%20o%20realizaciji%20Ugovora%20o%20koncesiji%20za%20izgradnju%20Vrbnica%2018.pdf, http://www.gov.me/ResourceManager/FileDownload.aspx?rId=272069&rType=2
ME | Montenegro | Vrbnica 2 | Vrbnica | Drina | Pluzine | Greenfield |  |  | Other | Inside |  | 3.1 |  | MHE Vrbnica d.o.o. (previously mHidro CG) | Interenergo (75%), AD Mehanizacija i Programat Niksic d.o.o. (5%), Montenegro Metropolis Media (25%) | Slovenia/Austria; Mehanizacija AD Gibraltar; MMM Belize | Interenergo owned by Kelag; Mehanizacija majority owned by Urende Limited Gibraltar, MMM owned 50% by Ladybird Holdings Ltd Belize and 50% by Stellite Ltd Belize | private |  |  |  | 2044 |  | concession awarded | N/A | See Vrbnica 1 | [14 empty] | Yes | Montenegro Metropolis Media is a billboard company; Gibraltar companies registry is not free of charge but numerous free websites on Gibraltar businesses suggest that Urende Ltd is Gibraltar registered, as does this source: http://www.scmn.me/fajlovi/MIPR200912R.pdf. There is some opposition to the plants locally and claims that the plant would only run 4 months of the year: http://www.dan.co.me/?nivo=3&rubrika=Regioni&clanak=592967&datum=2017-04-03, http://www.vijesti.me/forum/smrtna-presuda-vrbnici-939073. Due to Interenergo's internal policy of not taking loans for investments it is assumed that the company will finance the plant from funds from its parent company http://www.interenergo.com/dateien/IE_Annual_Report_2016-eng-FINAL.pdf | http://pretraga.crps.me/Home/PrikaziSlog/1, http://www.savjetzaprivatizaciju.me/?wpdmact=process&did=NzYxLmhvdGxpbms=. http://www.mek.gov.me/ResourceManager/FileDownload.aspx?rid=208962&rType=2&file=7%20Informacija%20o%20aktivnostima%20na%20realizaciji%20prioritetnih%20projekata%20iz%20oblasti%20energetike.pdf http://mnse.me/code/navigate.asp?Id=14&stockId=149, http://www.interenergo.com/dateien/Interenergo-annual_report_2014.pdf, http://www.mek.gov.me/ResourceManager/FileDownload.aspx?rid=238421&rType=2&file=Informacija%20o%20realizaciji%20Ugovora%20o%20koncesiji%20za%20izgradnju%20Vrbnica%2018.pdf, http://www.gov.me/ResourceManager/FileDownload.aspx?rId=272069&rType=2
ME_HP_048 | Montenegro | Djuricka 1 | Djuricka rijeka | Lim | Plav | Greenfield |  |  |  |  | 0 | 1.69 |  | Plava Hidro Power d.o.o. Ulcinj | Triangle General Contractors Inc-Kosovo, Decani (99%), Gradnja d.o.o. Bjelo Polje (1%) | Kosovo, Montenegro | Florin Krasniqi | private | 2 | 2014 |  |  |  | concession awarded | N/A | 12 | EUR | EUR | [12 empty] | Not identified | Florin Krasniqi owns Triangle General Contractors in New York but during the 1990s raised funds from the US Albanian community and obtained and transported weapons to the Kosovo Liberation Army. From 2010-2014 he was a deputy in the Kosovo parliament for the Vetevendosje movement. Some local opposition due to concerns about drinking water http://www.vijesti.me/vijesti/peticija-250-plavljana-rijeka-da-ne-puni-privatne-dzepove-911882, http://www.plav.me/index.php?mact=News,cntnt01,detail,0&cntnt01articleid=207&cntnt01origid=131&cntnt01lang=hr_HR&cntnt01returnid=131 | http://pretraga.crps.me/Home/PrikaziSlog/1, http://www.trianglegc.com, http://www.bloomberg.com/apps/news?pid=newsarchive&sid=adR8hDObY_c4, http://www.booknoise.net/benotafraid/characters/, http://www.pbs.org/pov/thebrooklynconnection/film_description.php, http://www.kuvendikosoves.org/?cid=2,102,758
ME | Montenegro | Djuricka 2 | Djuricka rijeka | Lim | Plav | Greenfield |  |  |  |  | 0 | 2.2 |  | Plava Hidro Power d.o.o. Ulcinj | Triangle General Contractors Inc-Kosovo, Decani (99%), Gradnja d.o.o. Bjelo Polje (1%) | Kosovo, Montenegro | Florin Krasniqi | private | 2 | 2014 |  |  |  | concession awarded | N/A | See Djuricka 1 | [14 empty] | Not identified | Florin Krasniqi owns Triangle General Contractors in New York but during the 1990s raised funds from the US Albanian community and obtained and transported weapons to the Kosovo Liberation Army. From 2010-2014 he was a deputy in the Kosovo parliament for the Vetevendosje movement. Some local opposition due to concerns about drinking water http://www.vijesti.me/vijesti/peticija-250-plavljana-rijeka-da-ne-puni-privatne-dzepove-911882 | http://pretraga.crps.me/Home/PrikaziSlog/1, http://www.trianglegc.com, http://www.bloomberg.com/apps/news?pid=newsarchive&sid=adR8hDObY_c4, http://www.booknoise.net/benotafraid/characters/, http://www.pbs.org/pov/thebrooklynconnection/film_description.php, http://www.kuvendikosoves.org/?cid=2,102,758
ME_HP_049 | Montenegro | Rijeka Marsenica/Sekular | Sekularska | Lim | Berane | Greenfield |  |  |  |  | 1.7 | 0 |  | Hidroenergija Montenegro d.o.o. | Hemera Capital d.o.o. (40% owner), Aleksandar Mijajlovic (30% owner), Ranko Ubovic (30% owner) | Montenegro | Oleg Obradovic? | private | 4 | 2008 |  |  |  | operational<5 | 2016 | EUR | 7.28 | 7.28 | [9 empty] | Investiciono - razvojni fond Crne Gore A.D. | Signed |  | Not identified | Hydroenergija Montenegro is represented by controversial businessman Oleg Obradovic who used to head Montenegro Telecom and is known as being close to the authorities. He was the founder of Hemera Capital and it is not known whether he is still the owner. http://www.vijesti.me/ekonomija/bemaks-gradi-i-elektrane-6298, http://www.vijesti.me/vijesti/upucan-oleg-obradovic-835571 It is not 100% sure which plants the IRF loan was used for but as this source: http://www.mek.gov.me/ResourceManager/FileDownload.aspx?rId=212707&rType=2 says it was used for three concessions it has been added for all three. | http://www.mek.gov.me/ResourceManager/FileDownload.aspx?rid=208962&rType=2&file=7%20Informacija%20o%20aktivnostima%20na%20realizaciji%20prioritetnih%20projekata%20iz%20oblasti%20energetike.pdf, http://www.gov.me/sjednice_vlade/125, http://www.gov.me/pretraga/103136/Gradevinske-dozvole.html, http://www.gov.me/ResourceManager/FileDownload.aspx?rid=116175&rType=2&file=3_87_08_11_2012.pdf, http://www.gov.me/pretraga/152087/Materijali-Ministarstva-ekonomije-sa-zakljuccima-sa-125-sjednice-Vlade-Crne-Gore-odrzane-3-9-2015-godine.html, http://www.mek.gov.me/ResourceManager/FileDownload.aspx?rid=238425&rType=2&file=Informacija%20o%20realizaciji%20ugovora%20o%20koncesiji%20%20Hidroenergija%20Montenegro%2020.pdf, http://www.gov.me/ResourceManager/FileDownload.aspx?rId=228564&rType=2 Appears to be refinanced from Zapad banka http://www.rzcg.gov.me/Podaci.asp?MR=R%2D17122800174
ME_HP_050 | Montenegro | Kaludara | Kaludarska | Lim | Berane | Greenfield |  |  | Nominated Emerald site | Inside | 0 | 1 |  | Hidroenergija Montenegro d.o.o. | Hemera Capital d.o.o. (40% owner), Aleksandar Mijajlovic (30% owner), Ranko Ubovic (30% owner) | Montenegro | Oleg Obradovic? | private | 1 |  |  |  |  | concession awarded | N/A | EUR | 2.4 | 2.4 | [12 empty] | Not identified | Hydroenergija Montenegro is represented by controversial businessman Oleg Obradovic who used to head Montenegro Telecom and is known as being close to the authorities. He was the founder of Hemera Capital and it is not known whether he is still the owner. http://www.vijesti.me/ekonomija/bemaks-gradi-i-elektrane-6298, http://www.vijesti.me/vijesti/upucan-oleg-obradovic-835571. It is not 100% sure which plants the 2013 IRF loan was used for but as this source: http://www.mek.gov.me/ResourceManager/FileDownload.aspx?rId=212707&rType=2 says it was used for three concessions it has been added for all three in cases where the plant is known to be already built or under construction, which is not the case here. | http://www.gov.me/sjednice_vlade/117 http://www.mek.gov.me/ResourceManager/FileDownload.aspx?rid=208962&rType=2&file=7%20Informacija%20o%20aktivnostima%20na%20realizaciji%20prioritetnih%20projekata%20iz%20oblasti%20energetike.pdf. May 2015, http://www.gov.me/sjednice_vlade/125
ME_HP_051 | Montenegro | Bioce/Ljesnica | Ljesnica | Lim | Plav | Greenfield |  |  | Nominated Emerald site | Inside | 0 | unclear |  | None | None | [8 empty] | potential | N/A | [15 empty] | None | Ljesnica was one of the plants offered for concessions of up to 10 MW in 2007, however not much seems to have happened since then. | http://www.mek.gov.me/files/1196085659.pdf
ME_HP_053 | Montenegro | Tusina | Tusina | Drina | Savnik | Greenfield |  |  |  |  | 0 | 6 |  | None (formerly Kroling d.o.o.) | None |  |  |  | 4 |  |  |  |  | potential | N/A | [15 empty] | None | Concession cancelled in 2013. The capacity of each individual hydropower plant is not known, only that the four plants would add up to 6 MW. | http://www.greenhome.co.me/fajlovi/greenhome/attach_fajlovi/lat/glavne-stranice/2015/07/pdf/Koraci_prema_odrivom_razvoju_mHE_u_Crnoj_Gori.pdf, http://www.minekon.gov.me/organizacija/energetika/99649/Saopstenje-Potpisani-Ugovori-o-koncesiji-za-izgradnju-malih-hidroelektrana-na-vodotocima-Tusina-Opstina-savnik-i-Komaraca-Opstin.html, http://www.mek.gov.me/ResourceManager/FileDownload.aspx?rid=245043&rType=2&file=2_Informacija%20o%20aktivnostima%20na%20realizaciji%20prioritetnih%20projekata%20iz%20oblasti%20energetike.pdf.
ME_HP_054 | Montenegro | Bijela | Bijela | Komarnica/Drina | Savnik | Greenfield |  |  |  |  | 0 | 1.4 |  | None yet | None yet | [8 empty] | potential | N/A | [15 empty] | None | Very little information found. | http://www.oie-res.me/uploads/Prezentacija%20studije/Studija%20MV%20Ranko%20Vukovic.pdf
ME_HP_055 | Montenegro | Kralje | Krastica | Lim | Berane/Andrijevica | Greenfield | [7 empty] | not identified | not identified | [8 empty] | potential | [16 empty] | None | Was offered for concession in 2010 but no offers delivered | http://www.oie-res.me/uploads/archive/Mjerenja_Hidroloska_obrada%201.pdf, http://www.oie-res.me/uploads/archive/JP_Opis_vodotoka.pdf, http://www.mek.gov.me/ResourceManager/FileDownload.aspx?rid=131875&rType=2, http://www.gov.me/pretraga/98048/RANG-LISTE-PONUdAcA-ZA-DAVANJE-KONCESIJA-ZA-KORIscENJE-VODOTOKA-ZA-IZGRADNJU-MALIH-HIDROELEKTRANA.html
ME_HP_056 | Montenegro | Komaraca/Meteh | Komaraca | Lim | Plav | Greenfield |  |  |  |  | 0 | 4 |  | Normal Company d.o.o. | Zarko Buric | Montenegro |  | private | 1 | 2010 | 25 |  |  | under construction | N/A | EUR | 4.5 | 4.5 | [12 empty] | Not identified | Concessionaire formerly Kroling d.o.o. Opposition from locals, trucks with construction materials were stopped in July and August 2017 http://www.gusinje-info.com/mjestani-sa-prostora-komaracke-i-meteske-rijeke-vratili-kamione-sa-materijalom-za-radove-na-hidroelektrani/, http://www.vijesti.me/vijesti/profiteri-da-shvate-da-se-ne-moze-sve-kupiti-949750 According to Vijesti, Buric is the owner of Hilton Podgorica among other hotels http://www.vijesti.me/vijesti/buric-gradi-elektranu-u-plavu-926882 | http://www.minekon.gov.me/organizacija/energetika/99649/Saopstenje-Potpisani-Ugovori-o-koncesiji-za-izgradnju-malih-hidroelektrana-na-vodotocima-Tusina-Opstina-savnik-i-Komaraca-Opstin.html, http://www.greenhome.co.me/fajlovi/greenhome/attach_fajlovi/eng/main-pages/2015/06/pdf/Koraci_prema_odrivom_razvoju_mHE_u_Crnoj_Gori.pdf, http://www.mek.gov.me/ResourceManager/FileDownload.aspx?rid=208962&rType=2&file=7%20Informacija%20o%20aktivnostima%20na%20realizaciji%20prioritetnih%20projekata%20iz%20oblasti%20energetike.pdf. http://www.mek.gov.me/ResourceManager/FileDownload.aspx?rid=245043&rType=2&file=2_Informacija%20o%20aktivnostima%20na%20realizaciji%20prioritetnih%20projekata%20iz%20oblasti%20energetike.pdf, http://www.pretraga.crps.me:8083/Home/PrikaziSlog/1
ME_HP_057 | Montenegro | Osljak | Osljak/Piva | Drina | Pluzine | Greenfield |  | Unclear | Other | Inside | 0 | unclear |  | None yet | None yet | [8 empty] | potential | N/A | [15 empty] | None | It was offered for concession but no further information is available, suggesting that nothing came of it. | http://www.oie-res.me/uploads/archive/Javni%20poziv,%20uputstvo,%20ugovor%20i%20prilozi%20uz%20ponudu.pdf
ME_HP_058 | Montenegro | Babinopoljska/Babino Polje | Babinopoljska | Lim | Plav | Greenfield |  |  |  |  | 0 | 2.12 |  | Kronor d.o.o. | Kroling d.o.o. Danilovgrad (80%), Mont Hidro (10%) Normal Company d.o.o. (10%) | Montenegro | Zeljko Miskovic | private | 2 | 2008 |  |  |  | operational<5 | 2016 | EUR | 8 | 8 | [6 empty] | Erste & Steiermaerkische Bank | Invested | See Jara |  |  |  | Yes | Mont Hidro is owned by someone named Milovan Bajovic, which is the same name as the father-in-law of former premier and now Deputy Premier and Foreign Affairs Minister Igor Luksic. http://kodex.me/clanak/19636/ho-tel-luk-si-ce-vog-su-re-tri-go-di-ne-ra-di-bez-pa-pi-ra Normal Company is owned by Zarko Buric and has been involved in the constroversial reconstruction of the former Hotel Crna Gora in Podgorica. Kroling was in 2013 involved in a dispute with the national university about unpaid bills even though the university claimed that the company had not finished the work it was supposed to do: http://www.vijesti.me/vijesti/blokada-univerziteta-zbog-sumnjivih-ugovora-114082. Negative impacts from the operation of the SHPP on villagers have been reported: http://www.dan.co.me/?nivo=3&rubrika=Ekonomija&clanak=609874&datum=2017-08-07 | http://erc.undp.org/evaluationadmin/downloaddocument.html?docid=6899, http://www.mek.gov.me/ResourceManager/FileDownload.aspx?rid=208962&rType=2&file=7%20Informacija%20o%20aktivnostima%20na%20realizaciji%20prioritetnih%20projekata%20iz%20oblasti%20energetike.pdf. http://www.gov.me/ResourceManager/FileDownload.aspx?rId=210919&rType=2 http://www.dan.co.me/?nivo=3&rubrika=Ekonomija&clanak=505736&datum=2015-08-15&naslov=Luk%F0i%E3ev%20%F0ura%20gradi%20mini-elektranu Montenegro business register http://www.pretraga.crps.me/Home/PrikaziSlog/1 http://www.greenhome.co.me/fajlovi/greenhome/attach_fajlovi/eng/main-pages/2015/06/pdf/Koraci_prema_odrivom_razvoju_mHE_u_Crnoj_Gori.pdf http://www.gov.me/ResourceManager/FileDownload.aspx?rId=207125&rType=2, http://www.gov.me/ResourceManager/FileDownload.aspx?rId=186150&rType=2, http://www.mek.gov.me/ResourceManager/FileDownload.aspx?rid=245043&rType=2&file=2_Informacija%20o%20aktivnostima%20na%20realizaciji%20prioritetnih%20projekata%20iz%20oblasti%20energetike.pdf
ME_HP_059 | Montenegro | Lim (907 AMSL - 825 AMSL) | Lim | Drina | Plav | Greenfield |  |  |  | Inside | 0 | unclear |  | None yet | None yet | [8 empty] | potential | N/A | [15 empty] | None | This was offered for concession but it is very hard to tell what later happened, whether it was re-named and awarded or whether no further developments took place. | http://www.mek.gov.me/files/1201622405.pdf
ME_HP_062 | Montenegro | Planinski potok | Planinski potok | Lim | Plav | Greenfield |  |  |  |  | 0 | unclear |  | None yet | None yet | [8 empty] | potential | N/A | [15 empty] | None | It was offered for concession in 2008 but no further information is available, suggesting that nothing came of it. | http://www.oie-res.me/uploads/archive/Javni%20poziv,%20uputstvo,%20ugovor%20i%20prilozi%20uz%20ponudu.pdf, http://www.savjetzaprivatizaciju.me/?wpdmact=process&did=NTExLmhvdGxpbms=
ME_HP_063 | Montenegro | Dapsicka | Dapsicka rijeka | Lim | Berane | Greenfield |  |  |  |  | 0 | 0.57 | 2003 | Beton-Group Popovic | Aleksandar Popovic | Montenegro |  | private | [5 empty] | concession awarded | N/A |  |  | 1.4 | [12 empty] | Not identified |  | http://www.savjetzaprivatizaciju.me/?wpdmact=process&did=NTExLmhvdGxpbms=, http://www.oie-res.me/uploads/Dokumenta%202016/dapsi%C4%87ka%20rijeka.pdf, http://www.pretraga.crps.me:8083/Home/PrikaziSlog/1
ME_HP_064 | Montenegro | Krivuljski potok | Krivuljski potok/Bistrica | Lim | Berane | Greenfield |  |  |  |  | 0 | 0.3 |  | Hidroenergija Montenegro d.o.o. | Hemera Capital d.o.o. (40% owner), Aleksandar Mijajlovic (30% owner), Ranko Ubovic (30% owner) | Montenegro | Oleg Obradovic? | private | 8 | 2008 |  |  |  | concession awarded | N/A | See Bistrica 1 | [14 empty] | Not identified | The concession covers Bistrica 1 and 2, Jezerstica, Jelovica 1 and 2, Krivuljski potok, Konjska rijeka 1 and 2 though the MW figures vary between sources. Hydroenergija Montenegro is represented by controversial businessman Oleg Obradovic who used to head Montenegro Telecom and is known as being close to the authorities. http://www.vijesti.me/ekonomija/bemaks-gradi-i-elektrane-6298, http://www.vijesti.me/vijesti/upucan-oleg-obradovic-835571 There was an IRF loan for Hidroenergija Montenegro in 2013 and it is not 100% sure which plants it was used for. However as this one has not been constructed yet it is not included here. There are some delays with construction caused by reconstruction of a regional road http://www.mek.gov.me/ResourceManager/FileDownload.aspx?rid=238425&rType=2&file=Informacija%20o%20realizaciji%20ugovora%20o%20koncesiji%20%20Hidroenergija%20Montenegro%2020.pdf. | http://www.monitor.co.me/index.php?option%3Dcom_content%26view%3Darticle%26id%3D4906:kako-je-bemaks-preuzeo-hidroenergiju-montenegro-visoki-napon%26catid%3D3368:broj-1210-11%26Itemid%3D4628 Montenegro company register http://pretraga.crps.me/Home/PrikaziSlog/2, UNDP evaluation 2013: http://erc.undp.org/evaluationadmin/downloaddocument.html?docid=6899 http://www.mek.gov.me/ResourceManager/FileDownload.aspx?rid=208962&rType=2&file=7%20Informacija%20o%20aktivnostima%20na%20realizaciji%20prioritetnih%20projekata%20iz%20oblasti%20energetike.pdf. http://www.greenhome.co.me/fajlovi/greenhome/attach_fajlovi/eng/main-pages/2015/06/pdf/Koraci_prema_odrivom_razvoju_mHE_u_Crnoj_Gori.pdf http://www.irfcg.me/images/documents/DokumentaDesniMeni/Izvjestaj_o_radu_2013.pdf, http://www.gov.me/ResourceManager/FileDownload.aspx?rId=207125&rType=2
ME_HP_065 | Montenegro | Lim (825 AMSL - 645 AMSL) | Lim | Lim |  | Greenfield |  |  | Nominated Emerald Site | Inside | 0 | unclear |  | None yet | None yet | [8 empty] | potential | N/A | [15 empty] | None | It was offered for concession in 2007/2008 but no further information is available, suggesting that nothing came of it. | http://www.mek.gov.me/files/1201622405.pdf
ME_HP_066 | Montenegro | Bistrica (Berane) | Bistrica | Lim | Berane | Greenfield |  |  | Nominated Emerald Site | Inside | 5.6 | 0 |  | Hidroenergija Montenegro d.o.o. | Hemera Capital d.o.o. (40% owner), Aleksandar Mijajlovic (30% owner), Ranko Ubovic (30% owner) | Montenegro | Oleg Obradovic? | private | 8 | 2008 |  |  |  | operational<5 | 2013 | EUR | 13.3 | 13.3 | 3.5 | [5 empty] | Prva Banka CG | Signed | 1.59 | Investiciono - razvojni fond Crne Gore A.D. | Signed | 5 | Yes | The concession covers Bistrica, Jezerstica, Jelovica 1 and 2, Krivuljski potok, Konjska rijeka 1 and 2 and Konjska 1/1, though the MW figures vary between sources. Bistrica was originally going to be Bistrica 1 and 2 but they were combined at some point. Hydroenergija Montenegro is represented by controversial businessman Oleg Obradovic who used to head Montenegro Telecom and is known as being close to the authorities. http://www.vijesti.me/ekonomija/bemaks-gradi-i-elektrane-6298, http://www.vijesti.me/vijesti/upucan-oleg-obradovic-835571 Prva Banka is known for its close connections to the ruling Djukanovic family, with Aco Djukanovic, the Premier's brother, as the largest shareholder http://www.prvabankacg.com/o-banci/akcionari-sa-najvecim-brojem-akcija/ | http://www.monitor.co.me/index.php?option%3Dcom_content%26view%3Darticle%26id%3D4906:kako-je-bemaks-preuzeo-hidroenergiju-montenegro-visoki-napon%26catid%3D3368:broj-1210-11%26Itemid%3D4628 Montenegro company register http://pretraga.crps.me/Home/PrikaziSlog/2, UNDP evaluation 2013: http://erc.undp.org/evaluationadmin/downloaddocument.html?docid=6899 http://www.mek.gov.me/ResourceManager/FileDownload.aspx?rid=208962&rType=2&file=7%20Informacija%20o%20aktivnostima%20na%20realizaciji%20prioritetnih%20projekata%20iz%20oblasti%20energetike.pdf http://www.greenhome.co.me/fajlovi/greenhome/attach_fajlovi/eng/main-pages/2015/06/pdf/Koraci_prema_odrivom_razvoju_mHE_u_Crnoj_Gori.pdf http://www.irfcg.me/images/documents/DokumentaDesniMeni/Izvjestaj_o_radu_2013.pdf, http://www.irfcg.me/images/documents/DokumentaDesniMeni/Korisnici%20IRF-a%20-%202013.godina.pdf http://www.mek.gov.me/ResourceManager/FileDownload.aspx?rid=212707&rType=2&file=Informacija%20o%20realizaciji%20ugovora%20o%20koncesiji%20zaklju%C4%8Denih%2014.pdf, http://www.dan.co.me/?nivo=3&rubrika=Ekonomija&datum=2015-02-10&clanak=475567 http://www.gov.me/pretraga/152087/Materijali-Ministarstva-ekonomije-sa-zakljuccima-sa-125-sjednice-Vlade-Crne-Gore-odrzane-3-9-2015-godine.html, http://www.rzcg.gov.me/Podaci.asp?MR=R%2D16033000031, http://www.cotee.me/attachments/article/101/Mjese%C4%8Dni%20Izvje%C5%A1taj%20Slu%C5%BEbe%20za%20OIE%20i%20VEK%20za%20mart%202017.%20godine.doc
ME_HP_068 | Montenegro | Pozanjska | Pozanjska | Moraca |  | Greenfield |  |  | Other | Inside | 0 | unclear |  | None yet | None yet | [8 empty] | potential | N/A | [15 empty] | None | It was offered for concession in 2007/2008 but no further information is available, suggesting that nothing came of it. | http://www.mek.gov.me/files/1201622405.pdf
ME_HP_069 | Montenegro | Vrela | Vrela | Moraca |  | Greenfield |  |  | Other | Inside | 0 | unclear |  | None yet | None yet | [8 empty] | unclear | [16 empty] | None | It was offered for concession in 2007/2008 but no further information is available, suggesting that nothing came of it. | http://www.oie-res.me/uploads/archive/JP_Opis_vodotoka.pdf, http://www.oie-res.me/uploads/archive/Javni%20poziv,%20uputstvo,%20ugovor%20i%20prilozi%20uz%20ponudu.pdf
ME_HP_070 | Montenegro | Ratnja | Ratnja | Moraca |  | Greenfield |  |  | Other | Inside | 0 | unclear |  | None yet | None yet | [8 empty] | potential | N/A | [15 empty] | None | It was offered for concession in 2007/2008 but no further information is available, suggesting that nothing came of it. | http://www.oie-res.me/uploads/archive/JP_Opis_vodotoka.pdf, http://www.oie-res.me/uploads/archive/Javni%20poziv,%20uputstvo,%20ugovor%20i%20prilozi%20uz%20ponudu.pdf
ME_HP_071 | Montenegro | Ibrija | Ibristica | Moraca | Kolasin | Greenfield |  |  | Other | Inside | 0 | 7 |  | None yet | None yet | [8 empty] | potential | N/A | [15 empty] | None | It seems to have been included in a tender for concessions in 2016 but no concession for this river is included in the Register of concessions so it appears that no concession has been issued. The spatial plan for the Moraca dams says 7 MW http://www.gov.me/files/dpphe.pdf | http://www.gov.me/ResourceManager/FileDownload.aspx?rId=210918&rType=2, http://www.minekon.gov.me/rubrike/javnerasprave/150359/Javna-rasprava-na-Plan-davanja-koncesija-za-koriscenje-vodotoka-za-izgradnju-malih-hidroelektrana-u-Crnoj-Gori-za-2015-godinu.html,http://www.oie-res.me/uploads/Dokumenta%202016/Koncesioni%20Akt%2021062016.pdf, http://www.komisijazakoncesije.me/cg/index.php/reg-koncesija
ME_HP_072 | Montenegro | Sjevernica | Sjevernica | Moraca |  | Greenfield |  |  |  |  | 0 | unclear |  | None yet | None yet | [8 empty] | offered for investment | N/A | [15 empty] | None | It was offered for concession in 2016 but the only bidder, a Norwegian consortium, was considered not to have fulfilled the conditions. | http://www.oie-res.me/uploads/archive/Javni%20poziv,%20uputstvo,%20ugovor%20i%20prilozi%20uz%20ponudu.pdf, http://www.mek.gov.me/ResourceManager/FileDownload.aspx?rid=210608&rType=2. http://www.mek.gov.me/vijesti/163920/Rang-lista-za-davanje-koncesija-za-koriscenje-vodotoka-za-izgradnju-mhe-Sjevernica.html
ME_HP_073 | Montenegro | Moraca above 1,040 AMSL | Moraca | Adriatic |  | Greenfield |  |  | Other | Inside | 0 | unclear |  | None yet | None yet | [8 empty] | potential | N/A | [15 empty] | None | Offered for concession in 2007/2008, but no information available since then. | http://www.mek.gov.me/files/1201622405.pdf
ME_HP_074 | Montenegro | Ibar with its tributaries | Ibar | Morava | Rozaje | Greenfield |  |  |  |  | 0 | unclear |  | None yet | None yet | [8 empty] | potential | N/A | [15 empty] | None | Offered for concession in 2007/2008, but no information available since then. | http://www.mek.gov.me/files/1201622405.pdf
ME_HP_075 | Montenegro | Stitaricka 1 | Stitaricka | Tara | Mojkovac | Greenfield |  |  | Other | Inside | 0 | 1.1 |  | Stitarica d.o.o. | MN Power (98%), DOO National Electric Power Company (1%), Viner Co d.o.o. (1%) | Montenegro | Dragana Micunovic (MN Power), Sasa Jokic (Viner Co) | private |  | 2016 | 30 |  |  | concession awarded | N/A | [15 empty] | Not identified | Newspaper Dan reports that Dragana Micunovic is the wife of Nenad Micunovic who is the son of controversial businessman Branislav Micunovic, who is known to be close to the ruling party. http://www.dan.co.me/?nivo=3&rubrika=Vijest%20dana&datum=2015-12-10&clanak=523246 DOO National Electric does not appear to be in the companies register so it is unclear who owns it. | http://www.gov.me/sjednice_vlade/122, http://www.minekon.gov.me/rubrike/javnerasprave/150359/Javna-rasprava-na-Plan-davanja-koncesija-za-koriscenje-vodotoka-za-izgradnju-malih-hidroelektrana-u-Crnoj-Gori-za-2015-godinu.html, http://www.komisijazakoncesije.me/cg/index.php/reg-koncesija, http://www.pretraga.crps.me:8083/Home/PrikaziSlog/1, http://www.mek.gov.me/ResourceManager/FileDownload.aspx?rid=245043&rType=2&file=2_Informacija%20o%20aktivnostima%20na%20realizaciji%20prioritetnih%20projekata%20iz%20oblasti%20energetike.pdf.
ME | Montenegro | Stitaricka 2 | Stitaricka | Tara | Mojkovac | Greenfield |  |  | Other | Inside | 0 | 1.1 |  | Stitarica d.o.o. | MN Power (98%), DOO National Electric Power Company (1%), Viner Co d.o.o. (1%) | Montenegro | Dragana Micunovic (MN Power), Sasa Jokic (Viner Co) | private |  | 2016 | 30 |  |  | concession awarded | N/A | [15 empty] | Not identified | Newspaper Dan reports that Dragana Micunovic is the wife of Nenad Micunovic who is the son of controversial businessman Branislav Micunovic, who is known to be close to the ruling party. http://www.dan.co.me/?nivo=3&rubrika=Vijest%20dana&datum=2015-12-10&clanak=523246 DOO National Electric does not appear to be in the companies register so it is unclear who owns it. | http://www.gov.me/sjednice_vlade/122, http://www.minekon.gov.me/rubrike/javnerasprave/150359/Javna-rasprava-na-Plan-davanja-koncesija-za-koriscenje-vodotoka-za-izgradnju-malih-hidroelektrana-u-Crnoj-Gori-za-2015-godinu.html, http://www.komisijazakoncesije.me/cg/index.php/reg-koncesija, http://www.pretraga.crps.me:8083/Home/PrikaziSlog/1, http://www.mek.gov.me/ResourceManager/FileDownload.aspx?rid=245043&rType=2&file=2_Informacija%20o%20aktivnostima%20na%20realizaciji%20prioritetnih%20projekata%20iz%20oblasti%20energetike.pdf.
ME_HP_076 | Montenegro | Crnja | Crnja | Tara | Kolasin | Greenfield |  |  | Other | Inside | 0 | 2.98 |  | Dekar d.o.o. Podgorica | not identified |  |  | private | 3 |  |  |  |  | unclear | N/A | EUR | 6.8 | 6.8 | [12 empty] | Not identified | Construction permit obtained but not clear what is happening. In 2016 it was reported that other companies might be interested in taking over the concession. http://www.mek.gov.me/ResourceManager/FileDownload.aspx?rid=245043&rType=2&file=2_Informacija%20o%20aktivnostima%20na%20realizaciji%20prioritetnih%20projekata%20iz%20oblasti%20energetike.pdf | http://www.mek.gov.me/ResourceManager/FileDownload.aspx?rid=208962&rType=2&file=7%20Informacija%20o%20aktivnostima%20na%20realizaciji%20prioritetnih%20projekata%20iz%20oblasti%20energetike.pdf. May 2015 Montenegro company register http://pretraga.crps.me/Home/PrikaziSlog/4 http://www.greenhome.co.me/fajlovi/greenhome/attach_fajlovi/eng/main-pages/2015/06/pdf/Koraci_prema_odrivom_razvoju_mHE_u_Crnoj_Gori.pdf, http://www.oie-res.me/uploads/archive/JP_Opis_vodotoka.pdf
ME_HP_077 | Montenegro | Bjelojevicka 1 | Bjelojevicka | Tara | Mojkovac | Greenfield |  |  | Other | Inside | 0 | 0.75 | 2321 | Hydro Bjelojevicka | Celebic (54%), Stefan Savic (45%), Synergy d.o.o. (1%) | Montenegro | Tomislav Celebic (Celebic) | private |  | 2017 | 30 |  |  | planned | N/A | [15 empty] | Not identified | Controversy because a new concession was signed before the situation with the former concessionaire, Haider Extreme Energy, was resolved. http://www.vijesti.me/vijesti/zbog-namjestaljki-tuzice-vladu-u-eu-908438 | http://www.gov.me/sjednice_vlade/111, http://www.gov.me/ResourceManager/FileDownload.aspx?rId=86844&rType=2, http://www.komisijazakoncesije.me/cg/index.php/reg-koncesija, http://www.mek.gov.me/ResourceManager/FileDownload.aspx?rId=247606&rType=2, http://www.vijesti.me/vijesti/braca-i-kumovi-u-redu-za-mhe-898708, http://www.predsjednik.gov.me/ResourceManager/FileDownload.aspx?rid=254372&rType=2&file=15_174_06_10_2016.pdf
ME | Montenegro | Bjelojevicka 2 | Bjelojevicka | Tara | Mojkovac | Greenfield |  |  |  |  | 0 | 1.77 | 5594 | Hydro Bjelojevicka | Celebic (54%), Stefan Savic (45%), Synergy d.o.o. (1%) | Montenegro | Tomislav Celebic (Celebic) | private |  | 2017 | 30 |  |  | planned | N/A | [15 empty] | Not identified | Controversy because a new concession was signed before the situation with the former concessionaire, Haider Extreme Energy, was resolved. http://www.vijesti.me/vijesti/zbog-namjestaljki-tuzice-vladu-u-eu-908438 | http://www.gov.me/sjednice_vlade/111, http://www.gov.me/ResourceManager/FileDownload.aspx?rId=86844&rType=2, http://www.komisijazakoncesije.me/cg/index.php/reg-koncesija, http://www.mek.gov.me/ResourceManager/FileDownload.aspx?rId=247606&rType=2, http://www.vijesti.me/vijesti/braca-i-kumovi-u-redu-za-mhe-898708, http://www.predsjednik.gov.me/ResourceManager/FileDownload.aspx?rid=254372&rType=2&file=15_174_06_10_2016.pdf
ME | Montenegro | Ugljari | Bjelojevicka | Tara | Mojkovac | Greenfield |  |  | Other | Inside | 0 | 5 |  | None (formerly Haider Extrem Energy d.o.o) | None | [8 empty] | potential | N/A | [15 empty] | None | The concession was cancelled on 24.05.2013 | http://www.gov.me/sjednice_vlade/111, http://www.gov.me/ResourceManager/FileDownload.aspx?rId=86844&rType=2.
ME_HP_079 | Montenegro | Zaslapnica | Zaslapnica | Trebnisnjica | Niksic | Greenfield |  |  |  |  | 0 | 1 |  | None (formerly Bast d.o.o.) | None | [8 empty] | potential | N/A | [15 empty] | None | Doubtful it will be built as connecting it to the grid costs too much and makes the project unfeasible http://www.mek.gov.me/ResourceManager/FileDownload.aspx?rId=172194&rType=2 | http://www.oie-res.me/uploads/Prezentacija%20studije/Studija%20MV%20Ranko%20Vukovic.pdf,http://crna.gora.me/vijesti/ekonomija/vlada-raskinula-pet-ugovora-o-koncesiji-za-gradnju-malih-elektrana/, http://www.mrt.gov.me/ResourceManager/FileDownload.aspx?rId=175677&rType=2.
ME_HP_080 | Montenegro | Grahovo reservoir | Grahovo Reservoir |  | Niksic | Conversion | [7 empty] | None | None | [8 empty] | potential | [16 empty] | None | Existing reservoir. Offered for concession in 2007/2008, but no information available since then. | http://www.savjetzaprivatizaciju.me/?wpdmact=process&did=NTExLmhvdGxpbms=.
ME_HP_081 | Montenegro | Kacapore | Ibar | Morava | Rozaje | Greenfield |  |  |  |  | 0 | unclear |  | None | None | [8 empty] | potential | N/A | [15 empty] | None | Almost no information available. It is mentioned in a call for concessions for the Ibar river as a project which should be respected within the concessions, suggesting it is on the Ibar, but no further information is available. Kacapor is a village in southern Serbia but is not on the Ibar, so the connection is not clear, if any. | http://www.mek.gov.me/files/1201622405.pdf
ME_HP_082 | Montenegro | Ljeviska rijeka/izvor Morace | unnamed watercourse near Ljeviska rijeka | Moraca | Kolasin | Greenfield |  |  | Other | Inside | 0 | 0.9 |  | Dekar d.o.o. | not identified |  |  | private | [5 empty] | under construction | N/A | [15 empty] | Not identified | 2016: Issues with grid connection - should be connected at MHE Rastak but Rastak is not built yet http://www.mek.gov.me/ResourceManager/FileDownload.aspx?rid=245043&rType=2&file=2_Informacija%20o%20aktivnostima%20na%20realizaciji%20prioritetnih%20projekata%20iz%20oblasti%20energetike.pdf | http://www.greenhome.co.me/fajlovi/greenhome/attach_fajlovi/eng/main-pages/2015/06/pdf/Koraci_prema_odrivom_razvoju_mHE_u_Crnoj_Gori.pdf, http://www.mek.gov.me/ResourceManager/FileDownload.aspx?rid=208962&rType=2&file=7%20Informacija%20o%20aktivnostima%20na%20realizaciji%20prioritetnih%20projekata%20iz%20oblasti%20energetike.pdf, http://www.mrt.gov.me/ResourceManager/FileDownload.aspx?rId=173566&rType=2, http://www.komisijazakoncesije.me/cg/index.php/reg-koncesija, http://www.mek.gov.me/ResourceManager/FileDownload.aspx?rid=245043&rType=2&file=2_Informacija%20o%20aktivnostima%20na%20realizaciji%20prioritetnih%20projekata%20iz%20oblasti%20energetike.pdf
ME_HP_083 | Montenegro | Bakovica Klisura | Tara | Drina | Mojkovac | Greenfield |  | Tara | Other | Inside | 0 |  |  | None | None | [8 empty] | potential | N/A | [15 empty] | None | Part of Kostanica scheme | http://www.vodoprivreda.net/wp-content/uploads/2014/09/male.pdf
ME_HP_084 | Montenegro | Zuti Krs | Tara | Drina | Kolasin | Greenfield |  | Tara | Other | Inside | 0 |  |  | None | None | [8 empty] | potential | N/A | [15 empty] | None | Part of Kostanica scheme | http://www.vodoprivreda.net/wp-content/uploads/2014/09/male.pdf
ME_HP_085 | Montenegro | Liverovici | Gracanica |  | Niksic | Conversion |  |  |  |  | 0 | unclear |  | None | None | [8 empty] | potential | N/A | [15 empty] | N/A | Liverovici reservoir was created more than 50 years ago for Ozrinici hydropower plant, however there turned out to be a fatal mistake in the calculations about the water level going to the turbines and the plant never worked. | http://www.savjetzaprivatizaciju.me/?wpdmact=process&did=NTExLmhvdGxpbms=, http://www.balkanmagazin.net/zanimljivosti/cid205-34269/hidroelektrana-bez-kapi-vode, http://www.vijesti.me/vijesti/hidroelektrana-u-ozrinicima-55-godina-bez-kapi-vode-13940
ME_HP_086 | Montenegro | Berane 1 and 2 | Lim | Drina | Berane | Greenfield |  |  | Nominated Emerald Site | Inside | 0 | unclear |  | Reservoir Capital Corporation | None |  |  | private | [5 empty] | planned | N/A | [15 empty] | None | Part of the HPPs on the Lim in Montenegro project which was selected as an Project of Energy Community Interest (PECI) in 2013 | https://www.energy-community.org/portal/page/portal/ENC_HOME/AREAS_OF_WORK/Instruments/Investments/PECIs/List_PECI, https://www.energy-community.org/pls/portal/docs/2558181.PDF
ME | Montenegro | Bijelo Polje 1 and 2 | Lim | Drina | Bijelo Polje | Greenfield |  |  |  |  | 0 | unclear |  | Reservoir Capital Corporation | Reservoir Capital Corporation |  |  | private | [5 empty] | planned | N/A | [15 empty] | None | Part of the HPPs on the Lim in Montenegro project which was selected as an Project of Energy Community Interest (PECI) in 2013 | https://www.energy-community.org/portal/page/portal/ENC_HOME/AREAS_OF_WORK/Instruments/Investments/PECIs/List_PECI, https://www.energy-community.org/pls/portal/docs/2558181.PDF
ME_HP_087 | Montenegro | Poda | Lim | Drina | Poda (Bijelo Polje) | Greenfield |  |  |  |  | 0 | 20 |  | Reservoir Capital Corporation | Reservoir Capital Corporation |  |  | private | [5 empty] | planned | N/A | [15 empty] | None | Part of the HPPs on the Lim in Montenegro project which was selected as an Project of Energy Community Interest (PECI) in 2013. Not in 2014 Montenegro Energy Strategy though. | https://www.energy-community.org/portal/page/portal/ENC_HOME/AREAS_OF_WORK/Instruments/Investments/PECIs/List_PECI, https://www.energy-community.org/pls/portal/docs/2558181.PDF, http://www.gov.me/files/1181054394.pdf
ME | Montenegro | Jagnjilo | Lim | Drina |  | Greenfield |  |  |  |  | 0 | 8 |  | Reservoir Capital Corporation | Reservoir Capital Corporation |  |  | private | [5 empty] | planned | N/A | [15 empty] | None | Part of the HPPs on the Lim in Montenegro project which was selected as an Project of Energy Community Interest (PECI) in 2013. Not in 2014 Montenegro Energy Strategy though. | https://www.energy-community.org/portal/page/portal/ENC_HOME/AREAS_OF_WORK/Instruments/Investments/PECIs/List_PECI, https://www.energy-community.org/pls/portal/docs/2558181.PDF, http://www.gov.me/files/1181054394.pdf
ME_HP_088 | Montenegro | Gradjevica | Lim | Drina | Berane | Greenfield |  |  |  |  | 0 | unclear |  | None yet | None yet | [8 empty] | potential | N/A | [15 empty] | None | This was mentioned in the 2006 Montenegro spatial plan but no further information is available. | http://www.gov.me/files/1179498935.pdf
ME_HP_089 | Montenegro | Pripcici | Lim | Drina |  | Greenfield |  |  |  |  | 0 | unclear |  | None yet | None yet | [8 empty] | potential | N/A | [15 empty] | None | This was mentioned in the 2006 Montenegro spatial plan (as Princici, but this seems to be a mistake) and the background documents for the 2006-2007 Energy Strategy | http://www.gov.me/files/1179498935.pdf, http://www.gov.me/files/1181054394.pdf
ME_HP_090 | Montenegro | Ljubovidje | Lim | Drina | Bijelo Polje | Greenfield |  |  |  |  | 0 | 26 |  | None yet | None yet | [8 empty] | potential | N/A | [15 empty] | None | This was mentioned in the 2006 Montenegro spatial plan and the background documents for the 2006-2007 Energy Strategy. However a small hydro project with the same name is now under construction so it is unclear whether this one could still be built at all (See Bistrica-Pritok Ljubovidje) | http://www.gov.me/files/1179498935.pdf, http://www.gov.me/files/1181054394.pdf
ME_HP_091 | Montenegro | Krusev Lug | Moraca | Adriatic |  | Greenfield |  |  | Other | Inside | 0 | 27 |  | None yet | None yet | [8 empty] | potential | N/A | [15 empty] | None | Relatively little information could be found | http://www.gov.me/files/dpphe.pdf, https://environment-analyst.com/downloads/5thDraftFinalSEAReport.pdf
ME_HP_092 | Montenegro | Ljuta | Moraca |  |  | Greenfield |  |  | Other | Inside | 0 | 60 |  | None yet | None yet | [8 empty] | potential | N/A | [15 empty] | None |  | http://www.gov.me/files/dpphe.pdf, https://environment-analyst.com/downloads/5thDraftFinalSEAReport.pdf
ME | Montenegro | Ljuta cascade 1 | Ljuta |  |  | Greenfield |  |  | Other | Inside | 0 | unclear |  | None yet | None yet | [8 empty] | unclear | [16 empty] | None | No information available additional to Schwarz (2015) study
ME | Montenegro | Ljuta cascade 2 | Ljuta |  |  | Greenfield |  |  | Other | Inside | 0 | unclear |  | None yet | None yet | [8 empty] | unclear | [16 empty] | None | No information available additional to Schwarz (2015) study
ME_HP_093 | Montenegro | Velje Duboko | Mrtvica | Moraca |  | Greenfield |  |  | Nominated Emerald site | Inside | 0 | 40 |  | None yet | None yet | [8 empty] | potential | N/A | [15 empty] | None | Mrtvica canyon is of exceptional natural beauty | http://www.gov.me/files/dpphe.pdf, http://www.planine.net/montenegro/central-montenegro/mrtvica-canyon/
ME_HP_094 | Montenegro | Ravnjak | Ravnjak | Tara/Drina | Mojkovac | Greenfield |  |  | Other | Inside | 0 |  |  | None yet | None yet | [8 empty] | potential | N/A | [15 empty] | None | The project appears in the Mojkovac local strategic plan 2012-2020 but little other information is available. | http://www.mojkovac.me/images/stories/dokumenti/pup_mojkovac_tekst.pdf, www.mojkovac.me/images/strateski.doc
ME_HP_096 | Montenegro | Rzanica (Donja Rzanica) | Lim | Lim | Berane | Greenfield |  |  |  |  | 0 | unclear |  | None yet | None yet | [8 empty] | potential | N/A | [15 empty] | None | Berana spatial plan shows seven MHEs on the Kaludarska rijeka, but only one has a concession so far (see Kaludara, ME_HP_050) | http://www.stari.berane.me/fajlovi/opstina_berane/attach_fajlovi/lat/glavne-stranice/2012/11/pdf/16PLAN_ELEKTROENERGETSKE_INFRASTRUKTURE.pdf.
ME | Montenegro | Murinska rijeka | Murinska rijeka | Lim | Plav | Greenfield |  |  |  |  | 0 | 1.1 |  | Elektrotehna-Radius | Elektrotehna D.O.O. Berane and Industriaimport – Industriaimpex a.d Podgorica | Montenegro | Aco Vukovic | private |  | 2010 |  |  |  | concession awarded | N/A | EUR | 9.5 | [13 empty] | Not identified | Opposition from local people due to alleged threat to drinking water and irrigation. Works were stopped in June 2017 by protests https://www.cdm.me/drustvo/sjevernjaci-slozno-protiv-gradnje-hidrocentrala-bez-vode-nema-zivota/ There is also a plant called Murino (ME_HP_097) which seems to be a separate one, on the river Lim itself. | http://www.gov.me/sjednice_vlade/119, http://www.greenhome.co.me/fajlovi/greenhome/attach_fajlovi/eng/main-pages/2015/06/pdf/Koraci_prema_odrivom_razvoju_mHE_u_Crnoj_Gori.pdf, http://www.mek.gov.me/ResourceManager/FileDownload.aspx?rid=208962&rType=2&file=7%20Informacija%20o%20aktivnostima%20na%20realizaciji%20prioritetnih%20projekata%20iz%20oblasti%20energetike.pdf, http://www.mek.gov.me/ResourceManager/FileDownload.aspx?rid=209014&rType=2&file=24Informacija%20o%20potpisivanju%20Aneksa%20br.%201%20Ugovora%20o%20koncesiji.pdf, http://www.mek.gov.me/ResourceManager/FileDownload.aspx?rid=245043&rType=2&file=2_Informacija%20o%20aktivnostima%20na%20realizaciji%20prioritetnih%20projekata%20iz%20oblasti%20energetike.pdf
ME_HP_097 | Montenegro | Murino | Lim | Drina | Plav | Greenfield |  |  | Nominated Emerald Site | Inside | 0 | 8 |  | Reservoir Capital Corporation | Reservoir Capital Corporation |  |  | private | [5 empty] | planned | N/A | [15 empty] | None | Part of the HPPs on the Lim in Montenegro project which was selected as an Project of Energy Community Interest (PECI) in 2013. Not in 2014 Energy Strategy however. | https://www.energy-community.org/portal/page/portal/ENC_HOME/AREAS_OF_WORK/Instruments/Investments/PECIs/List_PECI, https://www.energy-community.org/pls/portal/docs/2558181.PDF, http://www.gov.me/files/1181054394.pdf
ME_HP_098 | Montenegro | Mostine | Lim | Drina | Andrijevica | Greenfield |  |  | Nominated Emerald Site | Inside | 0 | 8 |  | Reservoir Capital Corporation | Reservoir Capital Corporation |  |  | private | [5 empty] | planned | N/A | [15 empty] | None | Part of the HPPs on the Lim in Montenegro project which was selected as an Project of Energy Community Interest (PECI) in 2013. Not in 2014 Energy Strategy however. | https://www.energy-community.org/portal/page/portal/ENC_HOME/AREAS_OF_WORK/Instruments/Investments/PECIs/List_PECI, https://www.energy-community.org/pls/portal/docs/2558181.PDF, http://www.gov.me/files/1181054394.pdf
ME_HP_100 | Montenegro | Bukva | Lim | Drina | Andrijevica | Greenfield |  |  |  |  | 0 | 12 |  | None yet | None yet | [8 empty] | potential | N/A | [15 empty] | None | Appeared in background documents for 2007 Energy Strategy | http://www.gov.me/files/1181054394.pdf
ME_HP_101 | Montenegro | Tresnjevo | Lim | Drina | Berane | Greenfield |  |  |  |  | 0 | 12 |  | None yet | None yet | [8 empty] | potential | N/A | [15 empty] | None | Appeared in background documents for 2007 Energy Strategy | http://www.gov.me/files/1181054394.pdf
ME_HP_102 | Montenegro | Navotina | Lim | Drina | Berane | Greenfield |  |  | Nominated Emerald Site | Inside | 0 | 16 |  | None yet | None yet | [8 empty] | potential | N/A | [15 empty] | None | Appeared in background documents for 2007 Energy Strategy | http://www.gov.me/files/1181054394.pdf
ME_HP_103 | Montenegro | Grncar | Grncar | Lim | Gusinje | Greenfield |  |  | Nominated Emerald Site | Inside | 0 | unclear |  | None yet | None yet | [8 empty] | potential | N/A | [15 empty] | None | Appeared in background documents for 2007 Energy Strategy but as Grlja (Grncar). However it does not make sense that they are duplicates because these are different rivers in the same district. Grncar SHPP is not in the latest spatial plan for Plav district. | http://www.gov.me/files/1181054394.pdf, www.plav.me/uploads/dokumenta/Nacrt%20PUP%20Plav..pdf
ME_HP_104 | Montenegro | Savnik II | Savnik | Komarnica | Savnik | Greenfield |  |  |  |  | 0 | unclear |  | None yet | None yet | [8 empty] | potential | N/A | [15 empty] | None | The 2006 Montenegro spatial plan says that it will be on the River Savnik but the Savnik municipality spatial plan does not show any facility by this name and is very vague about plans for the Savnik river. | http://www.gov.me/files/1179498935.pdf, http://www.savnik.me/uploads/images/Dokumenti/Tekstovi/%D0%A3%D1%80%D0%B1%D0%B0%D0%BD%D0%B8%D0%B7%D0%B0%D0%BC/Urbanizam%202015/PUP%20SAVNIK.pdf
ME_HP_1040 | Montenegro | Timar | Bukovica | Komarnica | Savnik | Greenfield |  |  | Other | Inside | 0 | 14 |  | None yet | None yet | [8 empty] | potential | N/A | [15 empty] | None | Timar appears as a possible HPP as part of the Komarnica scheme. | http://www.minekon.gov.me/rubrike/javnerasprave/150359/Javna-rasprava-na-Plan-davanja-koncesija-za-koriscenje-vodotoka-za-izgradnju-malih-hidroelektrana-u-Crnoj-Gori-za-2015-godinu.html
ME_HP_105 | Montenegro | Bac | Ibar | Morava | Rozaje | Greenfield |  |  |  |  | 0 | 27.4 |  | NDR Energy Montenegro d.o.o. | Naser Muric, Nusret Crnisanin, Ruzdija Sabotic, Dragan Popovic (25% each) | unclear/Serbia (Sabotic) |  | private | [5 empty] | planned | N/A | [15 empty] | None | A presentation of the project in 2015 also involved representatives of China's Gezhouba group. http://sandzakpress.net/prezentiran-projekat-hidroelektrane-ribarice-i-bac However there has not been much mention of the project since then. | http://ndr-energy.com/?page=projekti&id=2, http://pretraga.crps.me/Home/PrikaziSlog/1
ME_HP_106 | Montenegro | Vrtac | Zeta | Moraca | Niksic | Unclear |  |  |  |  | 0 | 0 |  | None | None | [8 empty] | unclear | [16 empty] | None | It forms part of the existing Perucica complex but is so far a reservoir without any generating power of its own. It is not clear whether any conversion is planned. | http://www.wrmjournal.com/index.php?option=com_content&view=article&id=121&Itemid=149, http://www.epcg.com/o-nama/hidroelektrana-perucica
ME_HP_107 | Montenegro | Trebisnjica | Trebisnjica | Adriatic |  | Duplicate |  |  | Other | Inside |  |  |  | None | None | [25 empty] | N/A | This may be referring to the HE Trebisnjica company which runs the plants in BiH on the Trebisnjica river and Lake Bileca. Montenegro claims that some electricity from Trebinje 1 on the Bileca Lake should go to Montenegro because some of its territory is used for the lake. | http://www.gov.me/ResourceManager/FileDownload.aspx?rId=136129&rType=2
ME_HP_108 | Montenegro | Andrijevica | Lim | Drina | Andrijevica | Greenfield |  |  |  |  | 0 | unclear |  | Reservoir Capital Corporation | Reservoir Capital Corporation |  |  | private | [5 empty] | planned | N/A | [15 empty] | None | Part of the HPPs on the Lim in Montenegro project which was selected as an Project of Energy Community Interest (PECI) in 2013. An early version of this project in the background documentation for the 2007 Energy Strategy was put at 110 MW, however this is greater than the capacity of the whole cascade in the RCC project. | https://www.energy-community.org/portal/page/portal/ENC_HOME/AREAS_OF_WORK/Instruments/Investments/PECIs/List_PECI, https://www.energy-community.org/pls/portal/docs/2558181.PDF, http://www.gov.me/files/1181054394.pdf
ME_HP_109 | Montenegro | Otilovici | Cehotina | Drina | Pljevlja | Duplicate | [7 empty] | None | None | [25 empty] | N/A | Duplicate of ME_HP_021
ME_HP_111 | Montenegro | Boka | Lake Bileca | Trebisnjica | Risan | Greenfield | [7 empty] | None | None | [8 empty] | planned | N/A | [15 empty] | None | Water would be brought from Lake Bileca to near Boka Kotorska to an underground hydropower plant. However this would need agreement between Montenegro, Republika Srpska/Bosnia and Herzegovina and Croatia. In Montenegro's 2014 Energy Strategy (p.50) the plant is not foreseen to be built before 2030, but work should continue on research and development of the project. | http://www.slobodnaevropa.org/content/hidrocentrala_boka/718785.html
ME_HP_112 | Montenegro | Buca | Unclear | Unclear | Unclear | Greenfield |  |  |  |  | 0 | unclear |  | None yet | None yet | [8 empty] | potential | N/A | [15 empty] | None | Outline project was done in 1984. Some kind of feasibility study took place in 2007. Location is not clear: There is a village of Buce (not Buca) near Berane, and a reference a river Buc near Niksic here: http://www.epcg.com/sites/epcg.com/files/multimedia/gallery/files/2013/08/epcg_list_349.pdf however it could not be identified on online maps. | http://www.oie-res.me/uploads/archive/mhe_Strategija_razvoja_malih_hidroelektrana_u_Crnoj_Gori.pdf, http://m-projekt.me/mne/o-nama/12-mne/o-nama/44-dr-ratko-mitrovi%C4%87,-dipl-ing-gra%C4%91.html
ME_HP_113 | Montenegro | Rosca | Zeta | Moraca | Niksic | Greenfield |  |  |  |  | 0 | 7.1 |  | None yet | None yet | [8 empty] | potential | N/A | [15 empty] | None |  | http://www.oie-res.me/uploads/archive/JP_Opis_vodotoka.pdf, http://danilovgrad.me/files/izvjestaj_o_stanju_uredjenja.pdf, http://www.epcg.com/sites/epcg.com/files/multimedia/gallery/files/2013/08/list347.pdf
ME_HP_114 | Montenegro | Vukovo Vrelo | Zeta | Moraca | Niksic | Unclear |  |  |  |  | 0 | unclear |  | None yet | None yet | [8 empty] | potential | N/A | [15 empty] | None | Outline project was done in 1984. No evidence that much has happened since then. | http://www.oie-res.me/uploads/archive/mhe_Strategija_razvoja_malih_hidroelektrana_u_Crnoj_Gori.pdf
ME_HP_115 | Montenegro | Kos | Sjevernica | Moraca |  | Greenfield |  |  |  |  | 0 | 19 |  | None yet | None yet | [8 empty] | potential | N/A | [15 empty] | None |  | http://www.gov.me/files/dpphe.pdf
ME_HP_116 | Montenegro | Brskut | Mala Rijeka | Moraca | Brskut | Greenfield |  | Canyon of Mala Rijeka | Nominated Emerald Site | Inside | 0 | 74 |  | None yet | None yet | [8 empty] | potential | N/A | [15 empty] | None |  | http://www.gov.me/files/dpphe.pdf
ME_HP_117 | Montenegro | Krusevica | Krusevacki Potok | Moraca |  | Greenfield |  |  |  |  | 0 | 19 |  | None yet | None yet | [8 empty] | potential | N/A | [15 empty] | None |  | http://www.gov.me/files/dpphe.pdf
ME_HP_118 | Montenegro | Luge | Kostanica | Moraca |  | Greenfield |  |  | Other | Inside | 0 | 3 |  | None yet | None yet | [8 empty] | potential | N/A | [15 empty] | None |  | http://www.gov.me/files/dpphe.pdf
ME_HP_119 | Montenegro | Javor | Javorski potok | Moraca |  | Greenfield |  |  | Other | Inside | 0 | 3 |  | None yet | None yet | [8 empty] | potential | N/A | [15 empty] | None |  | http://www.gov.me/sjednice_vlade/121, http://www.gov.me/files/dpphe.pdf
ME_HP_753 | Montenegro | Lesnica | Unclear | Unclear | Unclear | Unclear |  |  |  |  | unclear | unclear |  | not identified | not identified | [8 empty] | unclear | Unclear | [15 empty] | None | No additional information available.
ME | Montenegro | Jezerstica | Bistrica | Lim | Berane | Greenfield |  |  |  |  | 0.84 | 0.84 |  | Hidroenergija Montenegro d.o.o. | Hemera Capital d.o.o. (40% owner), Aleksandar Mijajlovic (30% owner), Ranko Ubovic (30% owner) | Montenegro | Oleg Obradovic? | private | 8 | 2008 |  |  |  | operational<5 | 2013 | See Bistrica (Berane) |  |  | See Bistrica (Berane) | [5 empty] | Prva Banka CG | Signed | See Bistrica (Berane) | Investiciono - razvojni fond Crne Gore A.D. | Signed | See Bistrica (Berane) | Yes | The concession covers Bistrica, Jezerstica, Jelovica 1 and 2, Krivuljski potok, Konjska rijeka 1 and 2 though the MW figures vary between sources. It is not 100% sure which plants the IRF loan was used for but as this source: http://www.mek.gov.me/ResourceManager/FileDownload.aspx?rId=212707&rType=2 says it was used for three concessions it has been added for all three. Hidroenergija Montenegro is represented by controversial businessman Oleg Obradovic who used to head Montenegro Telecom and is known as being close to the authorities. http://www.vijesti.me/ekonomija/bemaks-gradi-i-elektrane-6298, http://www.vijesti.me/vijesti/upucan-oleg-obradovic-835571 Prva Banka is known for its close connections to the ruling Djukanovic family, with Aco Djukanovic, the Premier's brother, as the largest shareholder http://www.prvabankacg.com/o-banci/akcionari-sa-najvecim-brojem-akcija/ | http://www.monitor.co.me/index.php?option%3Dcom_content%26view%3Darticle%26id%3D4906:kako-je-bemaks-preuzeo-hidroenergiju-montenegro-visoki-napon%26catid%3D3368:broj-1210-11%26Itemid%3D4628 Montenegro company register http://pretraga.crps.me/Home/PrikaziSlog/2, UNDP evaluation 2013: http://erc.undp.org/evaluationadmin/downloaddocument.html?docid=6899 http://www.mek.gov.me/ResourceManager/FileDownload.aspx?rid=208962&rType=2&file=7%20Informacija%20o%20aktivnostima%20na%20realizaciji%20prioritetnih%20projekata%20iz%20oblasti%20energetike.pdf. http://www.greenhome.co.me/fajlovi/greenhome/attach_fajlovi/eng/main-pages/2015/06/pdf/Koraci_prema_odrivom_razvoju_mHE_u_Crnoj_Gori.pdf http://www.irfcg.me/images/documents/DokumentaDesniMeni/Izvjestaj_o_radu_2013.pdf, http://www.gov.me/ResourceManager/FileDownload.aspx?rId=207125&rType=2 http://www.rzcg.gov.me/Podaci.asp?MR=R%2D16033000031
ME | Montenegro | Jelovica 1 | Bistrica | Lim | Berane | Greenfield |  |  |  |  | 0 | 3 |  | Hidroenergija Montenegro d.o.o. | Hemera Capital d.o.o. (40% owner), Aleksandar Mijajlovic (30% owner), Ranko Ubovic (30% owner) | Montenegro | Oleg Obradovic? | private | 8 | 2008 |  |  |  | under construction | N/A | See Bistrica (Berane) | [11 empty] | Investiciono - razvojni fond Crne Gore A.D. | Signed | See Bistrica (Berane) | Not identified | The concession covers Bistrica, Jezerstica, Jelovica 1 and 2, Krivuljski potok, Konjska rijeka 1 and 2 and Konjska 1/1, though the MW figures vary between sources. Bistrica was originally going to be Bistrica 1 and 2 but they were combined at some point. It is not 100% sure which plants the IRF loan was used for but as this source: http://www.mek.gov.me/ResourceManager/FileDownload.aspx?rId=212707&rType=2 says it was used for three concessions it has been added for all three. It is assumed the plant is under construction because according to the concession annex the deadline is the end of 2017, and a construction permit was obtained in 2016. Hidroenergija Montenegro is represented by controversial businessman Oleg Obradovic who used to head Montenegro Telecom and is known as being close to the authorities. http://www.vijesti.me/ekonomija/bemaks-gradi-i-elektrane-6298, http://www.vijesti.me/vijesti/upucan-oleg-obradovic-835571 Prva Banka and IRF provided loans for some hydropower plants in this concession, but these were for the ones which have already been constructed, which does not include Jelovica 1. | http://www.monitor.co.me/index.php?option%3Dcom_content%26view%3Darticle%26id%3D4906:kako-je-bemaks-preuzeo-hidroenergiju-montenegro-visoki-napon%26catid%3D3368:broj-1210-11%26Itemid%3D4628 Montenegro company register http://pretraga.crps.me/Home/PrikaziSlog/2, UNDP evaluation 2013: http://erc.undp.org/evaluationadmin/downloaddocument.html?docid=6899 http://www.mek.gov.me/ResourceManager/FileDownload.aspx?rid=208962&rType=2&file=7%20Informacija%20o%20aktivnostima%20na%20realizaciji%20prioritetnih%20projekata%20iz%20oblasti%20energetike.pdf. http://www.greenhome.co.me/fajlovi/greenhome/attach_fajlovi/eng/main-pages/2015/06/pdf/Koraci_prema_odrivom_razvoju_mHE_u_Crnoj_Gori.pdf http://www.irfcg.me/images/documents/DokumentaDesniMeni/Izvjestaj_o_radu_2013.pdf, http://www.gov.me/ResourceManager/FileDownload.aspx?rId=207125&rType=2, http://www.gov.me/sjednice_vlade/125
ME | Montenegro | Jelovica 2 | Bistrica | Lim | Berane | Greenfield | [5 empty] | 0.8 |  | Hidroenergija Montenegro d.o.o. | Hemera Capital d.o.o. (40% owner), Aleksandar Mijajlovic (30% owner), Ranko Ubovic (30% owner) | Montenegro | Oleg Obradovic? | private | 8 | 2008 |  |  |  | under construction | N/A | See Bistrica (Berane) | [11 empty] | Investiciono - razvojni fond Crne Gore A.D. | Signed | See Bistrica (Berane) | Not identified | The concession covers Bistrica, Jezerstica, Jelovica 1 and 2, Krivuljski potok, Konjska rijeka 1 and 2 and Konjska 1/1, though the MW figures vary between sources. Bistrica was originally going to be Bistrica 1 and 2 but they were combined at some point. It is not 100% sure which plants the IRF loan was used for but as this source: http://www.mek.gov.me/ResourceManager/FileDownload.aspx?rId=212707&rType=2 says it was used for three concessions it has been added for all three. It is assumed the plant is under construction because according to the concession annex the deadline is the end of 2017, and a construction permit was obtained in 2016. Hidroenergija Montenegro is represented by controversial businessman Oleg Obradovic who used to head Montenegro Telecom and is known as being close to the authorities. http://www.vijesti.me/ekonomija/bemaks-gradi-i-elektrane-6298, http://www.vijesti.me/vijesti/upucan-oleg-obradovic-835571 Prva Banka and IRF provided loans for some hydropower plants in this concession, but these were for the ones which have already been constructed, which does not include Jelovica 2. | http://www.monitor.co.me/index.php?option%3Dcom_content%26view%3Darticle%26id%3D4906:kako-je-bemaks-preuzeo-hidroenergiju-montenegro-visoki-napon%26catid%3D3368:broj-1210-11%26Itemid%3D4628 Montenegro company register http://pretraga.crps.me/Home/PrikaziSlog/2, UNDP evaluation 2013: http://erc.undp.org/evaluationadmin/downloaddocument.html?docid=6899 http://www.mek.gov.me/ResourceManager/FileDownload.aspx?rid=208962&rType=2&file=7%20Informacija%20o%20aktivnostima%20na%20realizaciji%20prioritetnih%20projekata%20iz%20oblasti%20energetike.pdf. http://www.greenhome.co.me/fajlovi/greenhome/attach_fajlovi/eng/main-pages/2015/06/pdf/Koraci_prema_odrivom_razvoju_mHE_u_Crnoj_Gori.pdf http://www.irfcg.me/images/documents/DokumentaDesniMeni/Izvjestaj_o_radu_2013.pdf, http://www.gov.me/ResourceManager/FileDownload.aspx?rId=207125&rType=2, http://www.gov.me/sjednice_vlade/125
ME | Montenegro | Konjska rijeka 1 | Bistrica | Lim | Berane | Greenfield |  |  |  |  | 0 | 0.61 |  | Hidroenergija Montenegro d.o.o. | Hemera Capital d.o.o. (40% owner), Aleksandar Mijajlovic (30% owner), Ranko Ubovic (30% owner) | Montenegro | Oleg Obradovic? | private | 8 | 2008 |  |  |  | concession awarded | N/A | See Bistrica (Berane) | [14 empty] | Not identified | The concession covers Bistrica, Jezerstica, Jelovica 1 and 2, Krivuljski potok, Konjska rijeka 1 and 2 and Konjska 1/1, though the MW figures vary between sources. Bistrica was originally going to be Bistrica 1 and 2 but they were combined at some point. It is not 100% sure which plants the IRF loan was used for but as this source: http://www.mek.gov.me/ResourceManager/FileDownload.aspx?rId=212707&rType=2 says it was used for three concessions it has been added for all three. It is assumed the plant is under construction because according to the concession annex the deadline is the end of 2017, and a construction permit was obtained in 2016. Hidroenergija Montenegro is represented by controversial businessman Oleg Obradovic who used to head Montenegro Telecom and is known as being close to the authorities. http://www.vijesti.me/ekonomija/bemaks-gradi-i-elektrane-6298, http://www.vijesti.me/vijesti/upucan-oleg-obradovic-835571 Prva Banka and IRF provided loans for some hydropower plants in this concession, but these were for the ones which have already been constructed, which does not include Konjska Rijeka 1. | http://www.monitor.co.me/index.php?option%3Dcom_content%26view%3Darticle%26id%3D4906:kako-je-bemaks-preuzeo-hidroenergiju-montenegro-visoki-napon%26catid%3D3368:broj-1210-11%26Itemid%3D4628 Montenegro company register http://pretraga.crps.me/Home/PrikaziSlog/2, UNDP evaluation 2013: http://erc.undp.org/evaluationadmin/downloaddocument.html?docid=6899 http://www.mek.gov.me/ResourceManager/FileDownload.aspx?rid=208962&rType=2&file=7%20Informacija%20o%20aktivnostima%20na%20realizaciji%20prioritetnih%20projekata%20iz%20oblasti%20energetike.pdf. http://www.greenhome.co.me/fajlovi/greenhome/attach_fajlovi/eng/main-pages/2015/06/pdf/Koraci_prema_odrivom_razvoju_mHE_u_Crnoj_Gori.pdf http://www.irfcg.me/images/documents/DokumentaDesniMeni/Izvjestaj_o_radu_2013.pdf, http://www.gov.me/ResourceManager/FileDownload.aspx?rId=207125&rType=2, http://www.gov.me/sjednice_vlade/125
ME | Montenegro | Bistrica 2 | Bistrica | Lim | Berane | Duplicate |  |  |  |  | 0 | 0 |  | Hidroenergija Montenegro d.o.o. | Hemera Capital d.o.o. | Montenegro | Oleg Obradovic? | private | 8 | 2008 |  |  |  | cancelled | N/A | See Bistrica (Berane) | [14 empty] | N/A | The concession covers Bistrica, Jezerstica, Jelovica 1 and 2, Krivuljski potok, Konjska rijeka 1 and 2 and Konjska 1/1, though the MW figures vary between sources. Bistrica was originally going to be Bistrica 1 and 2 but they were combined at some point, so Bistrica 2 does not exist any more. | http://www.monitor.co.me/index.php?option%3Dcom_content%26view%3Darticle%26id%3D4906:kako-je-bemaks-preuzeo-hidroenergiju-montenegro-visoki-napon%26catid%3D3368:broj-1210-11%26Itemid%3D4628 Montenegro company register http://pretraga.crps.me/Home/PrikaziSlog/2, UNDP evaluation 2013: http://erc.undp.org/evaluationadmin/downloaddocument.html?docid=6899 http://www.mek.gov.me/ResourceManager/FileDownload.aspx?rid=208962&rType=2&file=7%20Informacija%20o%20aktivnostima%20na%20realizaciji%20prioritetnih%20projekata%20iz%20oblasti%20energetike.pdf. http://www.greenhome.co.me/fajlovi/greenhome/attach_fajlovi/eng/main-pages/2015/06/pdf/Koraci_prema_odrivom_razvoju_mHE_u_Crnoj_Gori.pdf http://www.irfcg.me/images/documents/DokumentaDesniMeni/Izvjestaj_o_radu_2013.pdf, http://www.gov.me/ResourceManager/FileDownload.aspx?rId=207125&rType=2, http://www.gov.me/sjednice_vlade/125
ME | Montenegro | Konjska rijeka 2 | Bistrica | Lim | Berane | Greenfield |  |  |  |  | 0 | 0.89 |  | Hidroenergija Montenegro d.o.o. | Hemera Capital d.o.o. (40% owner), Aleksandar Mijajlovic (30% owner), Ranko Ubovic (30% owner) | Montenegro | Oleg Obradovic? | private | 8 | 2008 |  |  |  | under construction | N/A | See Bistrica (Berane) |  |  | See Bistrica (Berane) | [8 empty] | Investiciono - razvojni fond Crne Gore A.D. | Signed | See Bistrica (Berane) | Yes | The concession covers Bistrica, Jezerstica, Jelovica 1 and 2, Krivuljski potok, Konjska rijeka 1 and 2 and Konjska 1/1, though the MW figures vary between sources. Bistrica was originally going to be Bistrica 1 and 2 but they were combined at some point. It is not 100% sure which plants the IRF loan was used for but as this source: http://www.mek.gov.me/ResourceManager/FileDownload.aspx?rId=212707&rType=2 says it was used for three concessions it has been added for all three. Hidroenergija Montenegro is represented by controversial businessman Oleg Obradovic who used to head Montenegro Telecom and is known as being close to the authorities. http://www.vijesti.me/ekonomija/bemaks-gradi-i-elektrane-6298, http://www.vijesti.me/vijesti/upucan-oleg-obradovic-835571 Prva Banka is known for its close connections to the ruling Djukanovic family, with Aco Djukanovic, the Premier's brother, as the largest shareholder http://www.prvabankacg.com/o-banci/akcionari-sa-najvecim-brojem-akcija/ | http://www.monitor.co.me/index.php?option%3Dcom_content%26view%3Darticle%26id%3D4906:kako-je-bemaks-preuzeo-hidroenergiju-montenegro-visoki-napon%26catid%3D3368:broj-1210-11%26Itemid%3D4628 Montenegro company register http://pretraga.crps.me/Home/PrikaziSlog/2, UNDP evaluation 2013: http://erc.undp.org/evaluationadmin/downloaddocument.html?docid=6899 http://www.mek.gov.me/ResourceManager/FileDownload.aspx?rid=208962&rType=2&file=7%20Informacija%20o%20aktivnostima%20na%20realizaciji%20prioritetnih%20projekata%20iz%20oblasti%20energetike.pdf. http://www.greenhome.co.me/fajlovi/greenhome/attach_fajlovi/eng/main-pages/2015/06/pdf/Koraci_prema_odrivom_razvoju_mHE_u_Crnoj_Gori.pdf http://www.irfcg.me/images/documents/DokumentaDesniMeni/Izvjestaj_o_radu_2013.pdf, http://www.gov.me/ResourceManager/FileDownload.aspx?rId=207125&rType=2, http://www.gov.me/sjednice_vlade/125, http://www.gov.me/pretraga/152087/Materijali-Ministarstva-ekonomije-sa-zakljuccima-sa-125-sjednice-Vlade-Crne-Gore-odrzane-3-9-2015-godine.html
ME | Montenegro | Konjska 1/1 | Bistrica | Lim | Berane | Greenfield |  |  |  |  | 0 | 0.89 |  | Hidroenergija Montenegro d.o.o. | Hemera Capital d.o.o. (40% owner), Aleksandar Mijajlovic (30% owner), Ranko Ubovic (30% owner) | Montenegro | Oleg Obradovic? | private | 8 | 2008 |  |  |  | under construction | N/A | See Bistrica (Berane) |  |  | See Bistrica (Berane) | [8 empty] | Investiciono - razvojni fond Crne Gore A.D. | Signed | See Bistrica (Berane) | Yes | The concession covers Bistrica, Jezerstica, Jelovica 1 and 2, Krivuljski potok, Konjska rijeka 1 and 2 and Konjska 1/1, though the MW figures vary between sources. Bistrica was originally going to be Bistrica 1 and 2 but they were combined at some point. It is not 100% sure which plants the IRF loan was used for but as this source: http://www.mek.gov.me/ResourceManager/FileDownload.aspx?rId=212707&rType=2 says it was used for three concessions it has been added for all three. Hidroenergija Montenegro is represented by controversial businessman Oleg Obradovic who used to head Montenegro Telecom and is known as being close to the authorities. http://www.vijesti.me/ekonomija/bemaks-gradi-i-elektrane-6298, http://www.vijesti.me/vijesti/upucan-oleg-obradovic-835571 Prva Banka is known for its close connections to the ruling Djukanovic family, with Aco Djukanovic, the Premier's brother, as the largest shareholder http://www.prvabankacg.com/o-banci/akcionari-sa-najvecim-brojem-akcija/ | http://www.monitor.co.me/index.php?option%3Dcom_content%26view%3Darticle%26id%3D4906:kako-je-bemaks-preuzeo-hidroenergiju-montenegro-visoki-napon%26catid%3D3368:broj-1210-11%26Itemid%3D4628 Montenegro company register http://pretraga.crps.me/Home/PrikaziSlog/2, UNDP evaluation 2013: http://erc.undp.org/evaluationadmin/downloaddocument.html?docid=6899 http://www.mek.gov.me/ResourceManager/FileDownload.aspx?rid=208962&rType=2&file=7%20Informacija%20o%20aktivnostima%20na%20realizaciji%20prioritetnih%20projekata%20iz%20oblasti%20energetike.pdf. http://www.greenhome.co.me/fajlovi/greenhome/attach_fajlovi/eng/main-pages/2015/06/pdf/Koraci_prema_odrivom_razvoju_mHE_u_Crnoj_Gori.pdf http://www.irfcg.me/images/documents/DokumentaDesniMeni/Izvjestaj_o_radu_2013.pdf, http://www.gov.me/ResourceManager/FileDownload.aspx?rId=207125&rType=2, http://www.gov.me/sjednice_vlade/125, http://www.gov.me/pretraga/152087/Materijali-Ministarstva-ekonomije-sa-zakljuccima-sa-125-sjednice-Vlade-Crne-Gore-odrzane-3-9-2015-godine.html
ME | Montenegro | Spaljevici 1 | Sekularska rijeka | Lim | Berane | Greenfield |  |  |  |  | 0.6 | 0.6 |  | Hidroenergija Montenegro d.o.o. | Hemera Capital d.o.o. (40% owner), Aleksandar Mijajlovic (30% owner), Ranko Ubovic (30% owner) | Montenegro | Oleg Obradovic? | private | 4 | 2008 |  |  |  | operational<5 | 2015 | See Sekular |  |  | See Bistrica (Berane) | [5 empty] | Prva Banka CG | Signed | See Bistrica (Berane) | Investiciono - razvojni fond Crne Gore A.D. | Signed | See Bistrica (Berane) | Yes | Hidroenergija Montenegro is represented by controversial businessman Oleg Obradovic who used to head Montenegro Telecom and is known as being close to the authorities. He was the founder of Hemera Capital and it is not known whether he is still the owner. http://www.vijesti.me/ekonomija/bemaks-gradi-i-elektrane-6298, http://www.vijesti.me/vijesti/upucan-oleg-obradovic-835571 It is not 100% sure which plants the IRF loan was used for but as this source: http://www.mek.gov.me/ResourceManager/FileDownload.aspx?rId=212707&rType=2 says it was used for three concessions it has been added for all three. Prva Banka is known for its close connections to the ruling Djukanovic family, with Aco Djukanovic, the Premier's brother, as the largest shareholder http://www.prvabankacg.com/o-banci/akcionari-sa-najvecim-brojem-akcija/ | http://www.monitor.co.me/index.php?option%3Dcom_content%26view%3Darticle%26id%3D4906:kako-je-bemaks-preuzeo-hidroenergiju-montenegro-visoki-napon%26catid%3D3368:broj-1210-11%26Itemid%3D4628 Montenegro company register http://pretraga.crps.me/Home/PrikaziSlog/2, UNDP evaluation 2013: http://erc.undp.org/evaluationadmin/downloaddocument.html?docid=6899 http://www.mek.gov.me/ResourceManager/FileDownload.aspx?rid=208962&rType=2&file=7%20Informacija%20o%20aktivnostima%20na%20realizaciji%20prioritetnih%20projekata%20iz%20oblasti%20energetike.pdf. http://www.greenhome.co.me/fajlovi/greenhome/attach_fajlovi/eng/main-pages/2015/06/pdf/Koraci_prema_odrivom_razvoju_mHE_u_Crnoj_Gori.pdf http://www.irfcg.me/images/documents/DokumentaDesniMeni/Izvjestaj_o_radu_2013.pdf http://www.dan.co.me/?nivo=3&rubrika=Ekonomija&datum=2015-02-10&clanak=475567, http://www.gov.me/sjednice_vlade/125, http://www.rzcg.gov.me/Podaci.asp?MR=R%2D16033000031, http://www.gov.me/ResourceManager/FileDownload.aspx?rId=228564&rType=2
ME | Montenegro | Rmus | Sekularska rijeka | Lim | Berane | Greenfield |  |  |  |  | 0.48 | 0.48 |  | Hidroenergija Montenegro d.o.o. | Hemera Capital d.o.o. (40% owner), Aleksandar Mijajlovic (30% owner), Ranko Ubovic (30% owner) | Montenegro | Oleg Obradovic? | private | 4 | 2008 |  |  |  | operational<5 | 2015 |  |  |  | See Bistrica (Berane) | [5 empty] | Prva Banka CG | Signed | See Bistrica (Berane) | Investiciono - razvojni fond Crne Gore A.D. | Signed | See Bistrica (Berane) | Yes | Hydroenergija Montenegro is represented by controversial businessman Oleg Obradovic who used to head Montenegro Telecom and is known as being close to the authorities. He was the founder of Hemera Capital and it is not known whether he is still the owner. http://www.vijesti.me/ekonomija/bemaks-gradi-i-elektrane-6298, http://www.vijesti.me/vijesti/upucan-oleg-obradovic-835571 It is not 100% sure which plants the IRF loan was used for but as this source: http://www.mek.gov.me/ResourceManager/FileDownload.aspx?rId=212707&rType=2 says it was used for three concessions it has been added for all three. Prva Banka is known for its close connections to the ruling Djukanovic family, with Aco Djukanovic, the Premier's brother, as the largest shareholder http://www.prvabankacg.com/o-banci/akcionari-sa-najvecim-brojem-akcija/ | http://www.monitor.co.me/index.php?option%3Dcom_content%26view%3Darticle%26id%3D4906:kako-je-bemaks-preuzeo-hidroenergiju-montenegro-visoki-napon%26catid%3D3368:broj-1210-11%26Itemid%3D4628 Montenegro company register http://pretraga.crps.me/Home/PrikaziSlog/2, UNDP evaluation 2013: http://erc.undp.org/evaluationadmin/downloaddocument.html?docid=6899 http://www.mek.gov.me/ResourceManager/FileDownload.aspx?rid=208962&rType=2&file=7%20Informacija%20o%20aktivnostima%20na%20realizaciji%20prioritetnih%20projekata%20iz%20oblasti%20energetike.pdf. http://www.greenhome.co.me/fajlovi/greenhome/attach_fajlovi/eng/main-pages/2015/06/pdf/Koraci_prema_odrivom_razvoju_mHE_u_Crnoj_Gori.pdf http://www.irfcg.me/images/documents/DokumentaDesniMeni/Izvjestaj_o_radu_2013.pdf http://www.dan.co.me/?nivo=3&rubrika=Ekonomija&datum=2015-02-10&clanak=475567, http://www.gov.me/sjednice_vlade/125, http://www.rzcg.gov.me/Podaci.asp?MR=R%2D16033000031, http://www.gov.me/ResourceManager/FileDownload.aspx?rId=228564&rType=2
ME | Montenegro | Orah | Sekularska rijeka | Lim | Berane | Greenfield |  |  |  |  | 1.17 | 1.17 |  | Hidroenergija Montenegro d.o.o. | Hemera Capital d.o.o. (40% owner), Aleksandar Mijajlovic (30% owner), Ranko Ubovic (30% owner) | Montenegro | Oleg Obradovic? | private | 4 | 2008 |  |  |  | operational<5 | 2015 |  |  |  | See Bistrica (Berane) | [5 empty] | Prva Banka CG | Signed | See Bistrica (Berane) | Investiciono - razvojni fond Crne Gore A.D. | Signed | See Bistrica (Berane) | Yes | Hydroenergija Montenegro is represented by controversial businessman Oleg Obradovic who used to head Montenegro Telecom and is known as being close to the authorities. He was the founder of Hemera Capital and it is not known whether he is still the owner. http://www.vijesti.me/ekonomija/bemaks-gradi-i-elektrane-6298, http://www.vijesti.me/vijesti/upucan-oleg-obradovic-835571 It is not 100% sure which plants the IRF loan was used for but as this source: http://www.mek.gov.me/ResourceManager/FileDownload.aspx?rId=212707&rType=2 says it was used for three concessions it has been added for all three. Prva Banka is known for its close connections to the ruling Djukanovic family, with Aco Djukanovic, the Premier's brother, as the largest shareholder http://www.prvabankacg.com/o-banci/akcionari-sa-najvecim-brojem-akcija/ | http://www.monitor.co.me/index.php?option%3Dcom_content%26view%3Darticle%26id%3D4906:kako-je-bemaks-preuzeo-hidroenergiju-montenegro-visoki-napon%26catid%3D3368:broj-1210-11%26Itemid%3D4628 Montenegro company register http://pretraga.crps.me/Home/PrikaziSlog/2, UNDP evaluation 2013: http://erc.undp.org/evaluationadmin/downloaddocument.html?docid=6899 http://www.mek.gov.me/ResourceManager/FileDownload.aspx?rid=208962&rType=2&file=7%20Informacija%20o%20aktivnostima%20na%20realizaciji%20prioritetnih%20projekata%20iz%20oblasti%20energetike.pdf. http://www.greenhome.co.me/fajlovi/greenhome/attach_fajlovi/eng/main-pages/2015/06/pdf/Koraci_prema_odrivom_razvoju_mHE_u_Crnoj_Gori.pdf http://www.irfcg.me/images/documents/DokumentaDesniMeni/Izvjestaj_o_radu_2013.pdf http://www.dan.co.me/?nivo=3&rubrika=Ekonomija&datum=2015-02-10&clanak=475567, http://www.gov.me/sjednice_vlade/125, http://www.rzcg.gov.me/Podaci.asp?MR=R%2D16033000031, http://www.gov.me/ResourceManager/FileDownload.aspx?rId=228564&rType=2
ME | Montenegro | Pisevska rijeka | Pisevska rijeka | Lim | Andrijevica | Greenfield |  |  |  |  | 0 | 0.9 |  | Igma energy d.o.o. | Igor Masovic | Montenegro | 100% | private |  | 2014 |  |  |  | operational<5 | 2017 | [15 empty] | Not identified | Concessionaire was originally Igma Grand, then transferred to subsidiary. Igor Masovic is the brother of the Mayor of Andrijevica. http://www.dan.co.me/indexxs.phtml?nivo=3&rubrika=Ekonomija&datum=2015-08-30&clanak=507986&naslov=Ma%BAovi%26%23263%3B%E8eka%20dozvolu. The Montenegro company register shows him as founder, director and representative of Igma Grand but does not confirm whether he is still the owner. He has been accused of threatening to chop off the head of a critic... http://www.vijesti.me/vijesti/odbornici-pozitivne-u-andrijevici-prijetio-da-ce-joj-odrubiti-glavu-787446 | http://www.gov.me/sjednice_vlade/121, http://www.dan.co.me/indexxs.phtml?nivo=3&rubrika=Ekonomija&datum=2015-08-30&clanak=507986&naslov=Ma%BAovi%26%23263%3B%E8eka%20dozvolu, http://pretraga.crps.me/Home/PrikaziSlog/1, http://www.dan.co.me/indexxs.phtml?nivo=3&rubrika=Ekonomija&datum=2015-08-30&clanak=507986&naslov=Ma%BAovi%26%23263%3B%E8eka%20dozvolu, http://www.vijesti.me/vijesti/odbornici-pozitivne-u-andrijevici-prijetio-da-ce-joj-odrubiti-glavu-787446, http://www.gov.me/sjednice_vlade_2016/39
ME | Montenegro | Crni potok | Crnja | Tara | Kolasin | Greenfield |  |  |  |  | 0 | 0.4 |  | Dekar d.o.o. Podgorica | Not identified |  |  | private | 3 |  |  |  |  | under construction | N/A | EUR | 6.8 | 6.8 | [12 empty] | Not identified | Construction permit obtained but not clear what is happening. In 2016 it was reported that other companies might be interested in taking over the concession. http://www.mek.gov.me/ResourceManager/FileDownload.aspx?rid=245043&rType=2&file=2_Informacija%20o%20aktivnostima%20na%20realizaciji%20prioritetnih%20projekata%20iz%20oblasti%20energetike.pdf | http://www.mek.gov.me/ResourceManager/FileDownload.aspx?rid=208962&rType=2&file=7%20Informacija%20o%20aktivnostima%20na%20realizaciji%20prioritetnih%20projekata%20iz%20oblasti%20energetike.pdf. May 2015, Montenegro company register http://pretraga.crps.me/Home/PrikaziSlog/4 http://www.greenhome.co.me/fajlovi/greenhome/attach_fajlovi/eng/main-pages/2015/06/pdf/Koraci_prema_odrivom_razvoju_mHE_u_Crnoj_Gori.pdf
ME | Montenegro | Ljubastica | Crnja | Tara | Kolasin | Greenfield |  |  |  |  | 0 | 2 |  | Dekar d.o.o. Podgorica | Not identified |  |  | private | 3 |  |  |  |  | under construction | N/A | EUR | 6.8 | 6.8 | [12 empty] | Not identified | Construction permit obtained but not clear what is happening. In 2016 it was reported that other companies might be interested in taking over the concession. http://www.mek.gov.me/ResourceManager/FileDownload.aspx?rid=245043&rType=2&file=2_Informacija%20o%20aktivnostima%20na%20realizaciji%20prioritetnih%20projekata%20iz%20oblasti%20energetike.pdf | http://www.mek.gov.me/ResourceManager/FileDownload.aspx?rid=208962&rType=2&file=7%20Informacija%20o%20aktivnostima%20na%20realizaciji%20prioritetnih%20projekata%20iz%20oblasti%20energetike.pdf. May 2015, Montenegro company register http://pretraga.crps.me/Home/PrikaziSlog/4 http://www.greenhome.co.me/fajlovi/greenhome/attach_fajlovi/eng/main-pages/2015/06/pdf/Koraci_prema_odrivom_razvoju_mHE_u_Crnoj_Gori.pdf
ME | Montenegro | Kutska | Kutska | Lim | Andrijevica | Greenfield |  |  |  |  | 0 | 2.49 |  | Small Hydro Power Plant Kutska d.o.o. | Green Solutions d.o.o. (98%) Popovic Elektro Sistem d.o.o. (1%) and Hidroenergija Montenegro d.o.o. (1%) | Montenegro | Popovic Elektro Sistem d.o.o. Podgorica (Slobodan Popovic) | private | 1 | 2014 |  |  |  | concession awarded | N/A | [15 empty] | Not identified | Hidroenergija Montenegro is represented by controversial businessman Oleg Obradovic who used to head Montenegro Telecom and is known as being close to the authorities. http://www.vijesti.me/ekonomija/bemaks-gradi-i-elektrane-6298, http://www.vijesti.me/vijesti/upucan-oleg-obradovic-835571 | http://www.greenhome.co.me/fajlovi/greenhome/attach_fajlovi/eng/main-pages/2015/06/pdf/Koraci_prema_odrivom_razvoju_mHE_u_Crnoj_Gori.pdf, http://www.mek.gov.me/ResourceManager/FileDownload.aspx?rId=153594&rType=2&alphabet=cyr, www.pretraga.crps.me
ME | Montenegro | Mojanska 1 | Mojanska | Lim | Andrijevica | Greenfield |  |  |  |  | 0 | 2.6 |  | Small Hydro Power Plant Mojanska d.o.o. | Green Solutions d.o.o. (98%) Popovic Elektro Sistem d.o.o. (1%) and Hidroenergija Montenegro d.o.o. (1%) | Montenegro | Popovic Elektro Sistem d.o.o. Podgorica (Slobodan Popovic) |  | 3 | 2014 |  |  |  | concession awarded | N/A | [15 empty] | Not identified | Hidroenergija Montenegro is represented by controversial businessman Oleg Obradovic who used to head Montenegro Telecom and is known as being close to the authorities. http://www.vijesti.me/ekonomija/bemaks-gradi-i-elektrane-6298, http://www.vijesti.me/vijesti/upucan-oleg-obradovic-835571 | http://www.greenhome.co.me/fajlovi/greenhome/attach_fajlovi/eng/main-pages/2015/06/pdf/Koraci_prema_odrivom_razvoju_mHE_u_Crnoj_Gori.pdf, http://www.mek.gov.me/ResourceManager/FileDownload.aspx?rId=153594&rType=2&alphabet=cyr, www.pretraga.crps.me
ME | Montenegro | Mojanska 2 | Mojanska | Lim | Andrijevica | Greenfield |  |  |  |  | 0 | 2.6 |  | Small Hydro Power Plant Mojanska d.o.o. | Green Solutions d.o.o. (98%) Popovic Elektro Sistem d.o.o. (1%) and Hidroenergija Montenegro d.o.o. (1%) | Montenegro | Popovic Elektro Sistem d.o.o. Podgorica (Slobodan Popovic) |  | 3 | 2014 |  |  |  | concession awarded | N/A | [15 empty] | Not identified | Hidroenergija Montenegro is represented by controversial businessman Oleg Obradovic who used to head Montenegro Telecom and is known as being close to the authorities. http://www.vijesti.me/ekonomija/bemaks-gradi-i-elektrane-6298, http://www.vijesti.me/vijesti/upucan-oleg-obradovic-835571 | http://www.greenhome.co.me/fajlovi/greenhome/attach_fajlovi/eng/main-pages/2015/06/pdf/Koraci_prema_odrivom_razvoju_mHE_u_Crnoj_Gori.pdf, http://www.mek.gov.me/ResourceManager/FileDownload.aspx?rId=153594&rType=2&alphabet=cyr www.pretraga.crps.me
ME | Montenegro | Mojanska 3 | Mojanska | Lim | Andrijevica | Greenfield |  |  |  |  | 0 | 0.8 |  | Small Hydro Power Plant Mojanska d.o.o. | Green Solutions d.o.o. (98%) Popovic Elektro Sistem d.o.o. (1%) and Hidroenergija Montenegro d.o.o. (1%) | Montenegro | Popovic Elektro Sistem d.o.o. Podgorica (Slobodan Popovic) |  | 3 | 2014 |  |  |  | concession awarded | N/A | [15 empty] | Not identified | Hidroenergija Montenegro is represented by controversial businessman Oleg Obradovic who used to head Montenegro Telecom and is known as being close to the authorities. http://www.vijesti.me/ekonomija/bemaks-gradi-i-elektrane-6298, http://www.vijesti.me/vijesti/upucan-oleg-obradovic-835571 | http://www.greenhome.co.me/fajlovi/greenhome/attach_fajlovi/eng/main-pages/2015/06/pdf/Koraci_prema_odrivom_razvoju_mHE_u_Crnoj_Gori.pdf, http://www.mek.gov.me/ResourceManager/FileDownload.aspx?rId=153594&rType=2&alphabet=cyr, www.pretraga.crps.me
ME | Montenegro | Rastak 1 | Rastak | Moraca | Kolasin | Greenfield |  |  |  |  | 0 | 0.6 |  | Kol Energy d.o.o. | Salix Energy s.r.o. (85%), Kolasin District (15%) | Slovakia | Soria a.s. and Janom s.r.o. | public-private | 2 |  |  |  |  | under construction | N/A | [15 empty] | Not identified | Ran into problems with banktruptcy of sub-contractor. | http://pretraga.crps.me/Home/PrikaziSlog/1, http://www.greenhome.co.me/fajlovi/greenhome/attach_fajlovi/eng/main-pages/2015/06/pdf/Koraci_prema_odrivom_razvoju_mHE_u_Crnoj_Gori.pdf, http://www.finstat.sk/31398791/obchodny_register, http://www.mek.gov.me/ResourceManager/FileDownload.aspx?rid=208962&rType=2&file=7%20Informacija%20o%20aktivnostima%20na%20realizaciji%20prioritetnih%20projekata%20iz%20oblasti%20energetike.pdf, http://www.oie-res.me/index.php?page=tekuci-projekti-mHE, http://www.gov.me/sjednice_vlade_2016/36, http://www.gov.me/ResourceManager/FileDownload.aspx?rid=282827&rType=2&file=59_1_36_27_07_2017.pdf
ME | Montenegro | Rastak 2 | Rastak | Moraca | Kolasin | Greenfield |  |  |  |  | 0 | 0.6 |  | Kol Energy d.o.o. | Salix Energy s.r.o. (85%), Kolasin District (15%) | Slovakia | Soria a.s. and Janom s.r.o. | public-private | 2 |  |  |  |  | concession awarded | N/A | EUR | 1.2 | 1.2 | 0.36 | [11 empty] | Not identified |  | http://pretraga.crps.me/Home/PrikaziSlog/1, http://www.greenhome.co.me/fajlovi/greenhome/attach_fajlovi/eng/main-pages/2015/06/pdf/Koraci_prema_odrivom_razvoju_mHE_u_Crnoj_Gori.pdf, http://www.finstat.sk/31398791/obchodny_register, http://www.mek.gov.me/ResourceManager/FileDownload.aspx?rid=208962&rType=2&file=7%20Informacija%20o%20aktivnostima%20na%20realizaciji%20prioritetnih%20projekata%20iz%20oblasti%20energetike.pdf, http://www.oie-res.me/uploads/Podnijeti-zahtjevi-za-energetsku-dozvolu/KOL_ENERGY_DOO_%5Bzahtjev_mHE%5D.pdf, http://www.oie-res.me/index.php?page=tekuci-projekti-mHE
ME | Montenegro | Vrelo | Vrelo | Lim | Bijelo Polje | Greenfield |  |  |  |  | 0.6 | 0.6 |  | Synergy d.o.o. | Synergy majority owned by Tomas Hajek, Director of Vodni zdroje, with minority participation of others including KIA Montenegro, run by Premier Djukanovic's 'kum' (godfather/best man) Vuk Rajkovic | Montenegro, Czech Republic |  | private |  | 2012 |  |  |  | operational<5 | 2015 | [15 empty] | Not identified | See also Bistrica-pritok Ljubovidje, as Synergy is also the project sponsor there. | http://www.greenhome.co.me/fajlovi/greenhome/attach_fajlovi/eng/main-pages/2015/06/pdf/Koraci_prema_odrivom_razvoju_mHE_u_Crnoj_Gori.pdf, http://www.mek.gov.me/ResourceManager/FileDownload.aspx?rid=208962&rType=2&file=7%20Informacija%20o%20aktivnostima%20na%20realizaciji%20prioritetnih%20projekata%20iz%20oblasti%20energetike.pdf.
ME | Montenegro | Bradavec | Bradavec | Lim | Andrijevica | Greenfield |  |  |  |  | 0 | 0.9 |  | Igma energy d.o.o. | Igor Masovic | Montenegro | 100% | private |  | 2013 |  |  |  | concession awarded | N/A | [12 empty] | Investiciono - razvojni fond Crne Gore A.D. | Signed | 0.75 | Yes | Concessionaire was originally Igma Grand, then transferred to subsidiary. Igor Masovic is the brother of the Mayor of Andrijevica. http://www.dan.co.me/indexxs.phtml?nivo=3&rubrika=Ekonomija&datum=2015-08-30&clanak=507986&naslov=Ma%BAovi%26%23263%3B%E8eka%20dozvolu. The Montenegro company register shows him as founder, director and representative of Igma Grand but does not confirm whether he is still the owner. He has been accused of threatening to chop off the head of a critic... http://www.vijesti.me/vijesti/odbornici-pozitivne-u-andrijevici-prijetio-da-ce-joj-odrubiti-glavu-787446 | http://www.gov.me/sjednice_vlade/121, http://www.dan.co.me/indexxs.phtml?nivo=3&rubrika=Ekonomija&datum=2015-08-30&clanak=507986&naslov=Ma%BAovi%26%23263%3B%E8eka%20dozvolu, http://pretraga.crps.me/Home/PrikaziSlog/1, http://www.dan.co.me/indexxs.phtml?nivo=3&rubrika=Ekonomija&datum=2015-08-30&clanak=507986&naslov=Ma%BAovi%26%23263%3B%E8eka%20dozvolu, http://www.vijesti.me/vijesti/odbornici-pozitivne-u-andrijevici-prijetio-da-ce-joj-odrubiti-glavu-787446, http://www.greenhome.co.me/fajlovi/greenhome/attach_fajlovi/eng/main-pages/2015/06/pdf/Koraci_prema_odrivom_razvoju_mHE_u_Crnoj_Gori.pdf http://www.irfcg.me/images/documents/DokumentaDesniMeni/Odobreni_krediti_2014.pdf
ME | Montenegro | Rezevica | Rezevica | Adriatic | Budva | Greenfield |  |  |  |  | 0 | 0.95 |  | MEII | Formerly Radoslav Kovacevic |  |  | private |  | 2014 |  |  |  | unclear | N/A | [9 empty] | Atlas Banka | Planned |  |  |  |  | Yes | The owner of the company, Radoslav Kovacevic, passed away in 2015 and no further activities are taking place until the inheritance is arranged. | http://www.gov.me/ResourceManager/FileDownload.aspx?rId=201514&rType=2, http://www.greenhome.co.me/fajlovi/greenhome/attach_fajlovi/eng/main-pages/2015/06/pdf/Koraci_prema_odrivom_razvoju_mHE_u_Crnoj_Gori.pdf, http://www.mek.gov.me/ResourceManager/FileDownload.aspx?rid=208962&rType=2&file=7%20Informacija%20o%20aktivnostima%20na%20realizaciji%20prioritetnih%20projekata%20iz%20oblasti%20energetike.pdf.
ME | Montenegro | Paljevinska | Paljevinska rijeka | Tara | Kolasin | Greenfield |  |  |  |  | 0 | 0.5 | 2936 | Viridi Progressum d.o.o., Kolasin | Tradewinds Adriatic LLC Baltimore (65%), Aleksandar Mrdak (35%) | US, Montenegro |  | private |  | 2017 | 30 | 2047 |  | planned | N/A | EUR | 0.95 | 0.95 | 0.38 | [8 empty] | Investiciono - razvojni fond Crne Gore A.D. | Signed | 0.85 | None | The company founders used to work for the US government before moving into this field. | http://www.oie-res.me/uploads/Podnijeti-zahtjevi-za-energetsku-dozvolu/zahtjev-paljevinska-kolasin.pdf, http://www.greenhome.co.me/fajlovi/greenhome/attach_fajlovi/eng/main-pages/2015/06/pdf/Koraci_prema_odrivom_razvoju_mHE_u_Crnoj_Gori.pdf, http://pretraga.crps.me/Home/PrikaziSlog/1, http://www.tradewindsadriaticllc.com/index.html, https://me.linkedin.com/pub/aleksandar-mrdak/96/b45/437, http://www.gov.me/sjednice_vlade_2016/7, http://www.mek.gov.me/ResourceManager/FileDownload.aspx?rid=261911&rType=2&file=50_Izvje%C5%A1taj%20o%20postupku%20davanja%20koncesije.pdf, http://www.predsjednik.gov.me/ResourceManager/FileDownload.aspx?rid=272069&rType=2&file=19_22_20_04_2017.pdf, http://www.irfcg.me/images/documents/DokumentaDesniMeni/odobreni_kr.16.10.2017.pdf
ME | Montenegro | Pecka | Pecka rijeka | Tara | Kolasin | Greenfield |  |  |  |  | 0 | 0.4 |  | Djekic d.o.o. | Milosav Djekic | Montenegro |  | private |  | 2017 |  |  |  | concession awarded | N/A | EUR | 0.825 | 0.825 | 0.33 | [11 empty] | None | Loan planned but source not clear. Since the concession was only signed in 2017 it seems unlikely that financing is finalised. | http://www.oie-res.me/uploads/Podnijeti-zahtjevi-za-energetsku-dozvolu/Zahtjev_djekic_kolasin.pdf, http://www.greenhome.co.me/fajlovi/greenhome/attach_fajlovi/eng/main-pages/2015/06/pdf/Koraci_prema_odrivom_razvoju_mHE_u_Crnoj_Gori.pdf, http://www.gov.me/sjednice_vlade_2016/13
ME | Montenegro | Ljevak | Ljevak | Tara | Mojkovac | Greenfield |  |  |  |  | 0 | 0.55 |  | Simes Inzenjering d.o.o. | Slaven Milic (100%) | Montenegro |  | private |  | 2017 |  |  |  | concession awarded | N/A | EUR | 1.6 | 1.6 | 0.4 | [11 empty] | None | Loan planned but source not clear. Since the concession was only signed in 2017 it seems unlikely that financing is finalised. | http://www.oie-res.me/uploads/Podnijeti-zahtjevi-za-energetsku-dozvolu/Zahtjev-Mojkovac-Simes.pdf, http://www.greenhome.co.me/fajlovi/greenhome/attach_fajlovi/eng/main-pages/2015/06/pdf/Koraci_prema_odrivom_razvoju_mHE_u_Crnoj_Gori.pdf, http://pretraga.crps.me/Home/PrikaziSlog/1, http://www.simes.me/index.php?IDSP=3160&jezik=lat, http://www.gov.me/sjednice_vlade_2016/8, http://www.mek.gov.me/ResourceManager/FileDownload.aspx?rid=269984&rType=2&file=8_ljevak.pdf
ME | Montenegro | Jasicje | Tusticki potok | Moraca | Kolasin | Greenfield |  |  |  |  | 0 | 0.56 |  | None, formerly MN Energy Plus d.o.o. | None, formerly GLA Holding GmbH | Austria |  | private | [5 empty] | planned | N/A | EUR | 1.18 | 1.18 | [12 empty] | None | Concession appears to have been cancelled, according to MNE govt. decision. GLA Holding founder is Vladimir Vukovic http://www.glaholding.com/about-legal.html | http://www.oie-res.me/uploads/Dokumenta%202015/Zahtjev%20Jasi%C4%8De.pdf, http://www.greenhome.co.me/fajlovi/greenhome/attach_fajlovi/eng/main-pages/2015/06/pdf/Koraci_prema_odrivom_razvoju_mHE_u_Crnoj_Gori.pdf, http://www.gov.me/files/1268145387.pdf, http://pretraga.crps.me/Home/PrikaziSlog/1, www.glaholding.com, http://www.mek.gov.me/ResourceManager/FileDownload.aspx?rId=247612&rType=2
ME | Montenegro | Ocka Gora | Tusticki potok | Moraca | Kolasin | Greenfield |  |  |  |  | 0 | 0.5 |  | MN Energy Plus d.o.o. | GLA Holding GmbH | Austria |  | private |  | 2016 |  |  |  | concession awarded | N/A | EUR | 1.08 | 1.08 | [12 empty] | Not identified | GLA Holding founder is Vladimir Vukovic http://www.glaholding.com/about-legal.html | http://www.oie-res.me/uploads/Dokumenta%202015/Zahtjev%20Ocka%20Gora.pdf, http://www.greenhome.co.me/fajlovi/greenhome/attach_fajlovi/eng/main-pages/2015/06/pdf/Koraci_prema_odrivom_razvoju_mHE_u_Crnoj_Gori.pdf, http://www.gov.me/files/1268145387.pdf, http://pretraga.crps.me/Home/PrikaziSlog/1, www.glaholding.com, http://www.mek.gov.me/ResourceManager/FileDownload.aspx?rId=238406&rType=2
ME | Montenegro | Slatina | Rijeka Slatina | Moraca | Kolasin | Greenfield |  |  |  |  | 0 | 0.45 | 1224 | BB Hidro d.o.o. | Blazo Djukanovic, Ivan Burzanovic, 50% each | Montenegro |  | private |  | 2017 | 30 |  |  | concession awarded | N/A | EUR | 1.4 | 1.4 | [12 empty] | None | Blazo Djukanovic is the former Prime Minister's son. Concession only given in 2017 so unlikely that financing confirmed. | http://www.oie-res.me/uploads/Dokumenta%202015/Slatina.pdf, http://www.greenhome.co.me/fajlovi/greenhome/attach_fajlovi/eng/main-pages/2015/06/pdf/Koraci_prema_odrivom_razvoju_mHE_u_Crnoj_Gori.pdf, http://pretraga.crps.me/Home/PrikaziSlog/1, http://www.oie-res.me/uploads/Dokumenta%202015/REGISTAR_ENERGETSKIH_DOZVOLA%20(3).pdf, http://www.gov.me/sjednice_vlade_2016/19, http://www.mek.gov.me/ResourceManager/FileDownload.aspx?rid=272836&rType=2&file=36_19_30_03_2017.pdf
ME | Montenegro | Vinicka | Vinicka Rijeka | Lim | Berane | Greenfield |  |  |  |  | 0 | 0.7 | 2616 | Rudi Energy d.o.o. Berane |  |  |  | private | 1 | 2017 | 30 | 2047 |  | concession awarded | N/A | [15 empty] | None | Some locals are protesting against the development as of March 2017. Concession only given in 2017 so unlikely that financing confirmed. | http://www.gov.me/ResourceManager/FileDownload.aspx?rId=262313&rType=2 https://www.youtube.com/watch?v=0IKhnfDaTJA, http://www.dan.co.me/?nivo=3&rubrika=Regioni&datum=2017-03-18&clanak=590718&naslov=Vlada%20da%20povu%E8e%20odluku%20o%20dodjeli%20koncesije http://www.vijesti.me/tv/mjestani-vinicke-najavljuju-proteste-ispred-vlade-protive-se-izgradnji-hidroelektrane-929594, http://www.gov.me/sjednice_vlade_2016/8
ME | Montenegro | Krkori | Krkori water pipe | Lim | Andrijevica | Conversion |  |  |  |  | 0 | 1 |  | Vodovod i kanalizacija doo, Andrijevica |  |  |  | public | 1 | 2017 | 30 |  |  | concession awarded | N/A | [15 empty] | None | Concession only given in 2017 so unlikely that financing confirmed. | http://www.gov.me/sjednice_vlade_2016/16, http://www.mek.gov.me/ResourceManager/FileDownload.aspx?rid=272808&rType=2&file=32_16_10_03_2017.pdf
ME | Montenegro | Bistrica (Kolasin) | Bistrica | Drina | Kolasin | Greenfield |  |  |  |  | 0 | 0.9 | 3154 | BB Hidro d.o.o. | Blazo Djukanovic, Ivan Burzanovic, 50% each | Montenegro |  | private |  | 2016 |  |  |  | concession awarded | N/A | [15 empty] | None | Media reported in late 2017 that BB Hidro is withdrawing from the project. However the concession does not appear to have been revoked. | http://www.mek.gov.me/ResourceManager/FileDownload.aspx?rid=257410&rType=2&file=Izvje%C5%A1taj%20o%20postupku%20davanja%20koncesije%20na%20osnovu%20en.%20dozvole%20za%20izgradnju%20mhe%20Bistrica%2014.pdf, http://www.dan.co.me/?nivo=3&rubrika=Ekonomija&datum=2017-11-17&clanak=623560, http://www.pretraga.crps.me:8083/Home/PrikaziSlog/1
ME | Montenegro | Seremet potok/Sheremet potok | Seremetski potok | Lim | Andrijevica | Greenfield |  |  |  |  | 0 | 0.75 | 346 | Nord Energy d.o.o. | Veletex d.o.o. (51%), Igma Energy (29%), Radenko Vuletic (10%), Jasmina Vlahovic (10%) |  | Vlastimir Golubovic (Veletex) | private |  | 2016 |  |  |  | concession awarded | N/A | [12 empty] | Investiciono - razvojni fond Crne Gore A.D. | Signed | 1.2 | None | The EIB does not disclose the information about the names of the projects through financial intermediaries. However this looks like the most likely project according to its capacity and was one of two SHPPs to get an IRF loan in 2017. | http://www.sluzbenilist.me/PravniAktDetalji.aspx?tag=%7B404F383E-F24B-4ADB-9670-23D1FD9F9EAE%7D, Izvještaj o postupku davanja koncesije na osnovu energetske dozvole za izgradnju male hidroelektrane "Šeremet potok" na dijelu vodotoka Šeremetski potok, http://www.minekon.gov.me/biblioteka/izvjestaji?AccessibilityFontSize=default&alphabet=lat, http://www.pretraga.crps.me:8083/Home/PrikaziSlog/1 http://www.irfcg.me/images/documents/DokumentaDesniMeni/odobreni_kr.16.10.2017.pdf
ME | Montenegro | Meteska rijeka | Meteska rijeka | Lim | Plav | Greenfield |  |  |  |  | 0 | 0.68 | 1579 | Normal Company d.o.o. | Zarko Buric | Montenegro |  | private |  | 2016 |  |  |  | concession awarded | N/A | [15 empty] | None |  | http://www.oie-res.me/uploads/Dokumenta%202017/REGISTAR%20ENERGETSKIH%20DOZVOLA%2024102017.pdf
ME | Montenegro | Miolje Polje | Berane water pipe | Lim | Berane | Conversion |  |  |  |  | 0 | 0.3 | 33 | Benergo d.o.o. | District of Berane | Montenegro |  | public |  | 2016 |  |  |  | concession awarded | N/A | [15 empty] | None | Planned to get a loan from IRF but it was not approved in the end. The loan was to be for Miolje Polje, Dapsicka and Ržansko vrelo, but the latter one does not appear in official documents as having a concession on it and Dapsicka has another concessionaire, so it is unclear what is going on. | http://www.oie-res.me/uploads/Dokumenta%202017/REGISTAR%20ENERGETSKIH%20DOZVOLA%2024102017.pdf, http://www.msp.gov.me/ResourceManager/FileDownload.aspx?rid=268677&rType=2 https://www.in4s.net/mihajlovic-smatra-da-doo-benergo-prevaren-strane-prvog-covjeka-irf/?lang=lat, http://www.dan.co.me/?nivo=3&rubrika=Regioni&clanak=627347&datum=2017-12-15file=Zaklju%C4%8Dak%20Op%C5%A1tina%20Berane%20-%20Benergo.pdf, http://www.vijesti.me/vijesti/direktor-doo-benergo-optuzio-irf-i-dps-za-opstrukciju-koce-mhe-koja-je-interes-berana-967736
ME | Montenegro | Stitska rijeka | Stitska | Lim | Andrijevica | Greenfield |  |  |  |  | 0 | 0.89 | 3000 | Hidroenergija Andrijevica d.o.o | District of Andrijevica (10%), Tocca Trade d.o.o. Podgorica (90%) | Montenegro/Cyprus | Unclear | public-private |  | 2016 |  |  |  | concession awarded | N/A | [15 empty] | None | Tocca Trade is part owned by Gumber Holdings Limited, registered on Cyprus, whose Directors are listed as Connectedsky Directors Limited | http://www.oie-res.me/uploads/Dokumenta%202017/REGISTAR%20ENERGETSKIH%20DOZVOLA%2024102017.pdf, https://efiling.drcor.mcit.gov.cy/DrcorPublic/SearchResults.aspx?name=%25&number=254335&searchtype=optStartMatch&index=1&lang=EN&tname=%25&sc=1&cultureInfo=en-AU, http://www.crps.me/
ME | Montenegro | Lazanjska | Lazanjska | Ibar | Rozaje | Greenfield |  |  |  |  | 0 | 0.548 | 1251 | Erlang d.o.o. | Radoman Pavlicevic | Montenegro |  | private |  | 2016 |  |  |  | concession awarded | N/A | [15 empty] | None |  | http://www.oie-res.me/uploads/Dokumenta%202017/REGISTAR%20ENERGETSKIH%20DOZVOLA%2024102017.pdf, http://www.pretraga.crps.me:8083/Home/PrikaziSlog/1
ME | Montenegro | Umska | Umska | Lim | Andrijevica | Greenfield |  |  |  |  | 0 | 0.748 | 3200 | Hidroenergija Andrijevica d.o.o | District of Andrijevica (10%), Tocca Trade d.o.o. Podgorica (90%) | Montenegro/Cyprus | Unclear | public-private |  | 2016 |  |  |  | concession awarded | N/A | [15 empty] | None |  | http://www.oie-res.me/uploads/Dokumenta%202017/REGISTAR%20ENERGETSKIH%20DOZVOLA%2024102017.pdf
ME | Montenegro | Bukovica (Kolasin) | Bukovica | Drina | Kolasin | Greenfield |  |  |  |  | 0 | 0.282 | 1170 | Power AB Group | Tehno Plus (100%) |  | Dragan Andrijasevic | private |  | 2016 |  |  |  | concession awarded | N/A | [15 empty] | None |  | http://www.oie-res.me/uploads/Dokumenta%202017/REGISTAR%20ENERGETSKIH%20DOZVOLA%2024102017.pdf, http://www.pretraga.crps.me:8083/Home/PrikaziSlog/1
RS_HP_1000 | Serbia | Ibar - Lakat | Ibar | Ibar | Bogutovac; Kraljevo | Greenfield | 43.660141, 20.588458 |  |  |  | 0 | 11 |  | Ibarske hidroelektrane d.o.o. | Elektroprivreda Srbije, SECI Energia S.p.A. | Serbia, Italy | 51% SECI Energia S.p.A., 49% Elektroprivreda Srbije | public-private | 10 |  |  |  |  | concession awarded | N/A | EUR | 285 | [13 empty] | None |  | http://www.obnovljivi.com/hrvatska-i-regija/1227-nove-hidroelektrane-u-srbiji-na-rijeci-ibar http://www.politika.rs/rubrike/Srbija/Na-Ibru-deset-elektrana.lt.html http://www.branenaibru.net76.net/uticaj-na-naselja.html http://www.bloomberg.com/research/stocks/private/snapshot.asp?privcapId=81599100 http://www.enkos.co.rs/ref-dams.html https://ejatlas.org/conflict/ten-hydro-power-plants-on-the-river-ibar-serbia https://ibarske-hidroelektrane.ls.rs/rs/ http://www.novosti.rs/vesti/srbija.73.html:291694-Markovic-Izgradnja-HE-Ibar
RS_HP_1001 | Serbia | Ibar - Maglic | Ibar | Ibar | Maglic; Kraljevo | Greenfield | 43.616256, 20.553313 |  |  |  | 0 | 10.8 |  | Ibarske hidroelektrane d.o.o. | Elektroprivreda Srbije, SECI Energia S.p.A. | Serbia, Italy | 51% SECI Energia S.p.A., 49% Elektroprivreda Srbije | public-private | 10 |  |  |  |  | concession awarded | N/A | EUR | see Ibar - Lakat | [13 empty] | None |  | See Ibar-Lakat.
RS_HP_1002 | Serbia | Ibar - Dobre strane | Ibar | Ibar | Maglic; Kraljevo | Greenfield | 43.584836, 20.580277 |  |  |  | 0 | 10.5 |  | Ibarske hidroelektrane d.o.o. | Elektroprivreda Srbije, SECI Energia S.p.A. | Serbia, Italy | 51% SECI Energia S.p.A., 49% Elektroprivreda Srbije | public-private | 10 |  |  |  |  | concession awarded | N/A | EUR | see Ibar - Lakat | [13 empty] | None |  | See Ibar-Lakat.
RS_HP_1003 | Serbia | Ibar - Bela glava | Ibar | Ibar | Maglic; Kraljevo | Greenfield | 43.560989, 20.615487 |  |  |  | 0 | 10 |  | Ibarske hidroelektrane d.o.o. | Elektroprivreda Srbije, SECI Energia S.p.A. | Serbia, Italy | 51% SECI Energia S.p.A., 49% Elektroprivreda Srbije | public-private | 10 |  |  |  |  | concession awarded | N/A | EUR | see Ibar - Lakat | [13 empty] | None |  | See Ibar-Lakat.
RS_HP_1004 | Serbia | Ibar - Gradina | Ibar | Ibar | Polumir; Kraljevo | Greenfield | 43.541751, 20.613996‎ |  |  |  | 0 | 10 |  | Ibarske hidroelektrane d.o.o. | Elektroprivreda Srbije, SECI Energia S.p.A. | Serbia, Italy | 51% SECI Energia S.p.A., 49% Elektroprivreda Srbije | public-private | 10 |  |  |  |  | concession awarded | N/A | EUR | see Ibar - Lakat | [13 empty] | None |  | See Ibar-Lakat.
RS_HP_1005 | Serbia | Ibar - Cerje | Ibar | Ibar | Cerje; Kraljevo | Greenfield | 43.513016, 20.614028 |  |  |  | 0 | 10.5 |  | Ibarske hidroelektrane d.o.o. | Elektroprivreda Srbije, SECI Energia S.p.A. | Serbia, Italy | 51% SECI Energia S.p.A., 49% Elektroprivreda Srbije | public-private | 10 |  |  |  |  | concession awarded | N/A | EUR | see Ibar - Lakat | [13 empty] | None |  | See Ibar-Lakat.
RS_HP_1006 | Serbia | Ibar - Glavica | Ibar | Ibar | Polumir; Kraljevo | Greenfield | 43.490292, 20.614200 |  |  |  | 0 | 9.8 |  | Ibarske hidroelektrane d.o.o. | Elektroprivreda Srbije, SECI Energia S.p.A. | Serbia, Italy | 51% SECI Energia S.p.A., 49% Elektroprivreda Srbije | public-private | 10 |  |  |  |  | concession awarded | N/A | EUR | see Ibar - Lakat | [13 empty] | None |  | See Ibar-Lakat.
RS_HP_1007 | Serbia | Ibar - Usce | Ibar | Ibar | Usce; Kraljevo | Greenfield | 43.463635, 20.632138 |  |  |  | 0 | 8.5 |  | Ibarske hidroelektrane d.o.o. | Elektroprivreda Srbije, SECI Energia S.p.A. | Serbia, Italy | 51% SECI Energia S.p.A., 49% Elektroprivreda Srbije | public-private | 10 |  |  |  |  | concession awarded | N/A | EUR | see Ibar - Lakat | [13 empty] | None |  | See Ibar-Lakat.
RS_HP_1008 | Serbia | Ibar - Gokcanica | Ibar | Ibar | Bojanici; Kraljevo | Greenfield | 43.460645, 20.668187 |  |  |  | 0 | 10.3 |  | Ibarske hidroelektrane d.o.o. | Elektroprivreda Srbije, SECI Energia S.p.A. | Serbia, Italy | 51% SECI Energia S.p.A., 49% Elektroprivreda Srbije | public-private | 10 |  |  |  |  | concession awarded | N/A | EUR | see Ibar - Lakat | [13 empty] | None |  | See Ibar-Lakat.
RS_HP_1009 | Serbia | Ibar - Bojanici | Ibar | Ibar | Bojanici; Kraljevo | Greenfield | 43.434909, 20.654454 |  |  |  | 0 | 9.7 |  | Ibarske hidroelektrane d.o.o. | Elektroprivreda Srbije, SECI Energia S.p.A. | Serbia, Italy | 51% SECI Energia S.p.A., 49% Elektroprivreda Srbije | public-private | 10 |  |  |  |  | concession awarded | N/A | EUR | see Ibar - Lakat | [13 empty] | None |  | See Ibar-Lakat.
RS_HP_366 | Serbia | Bajina Basta | Drina | Drina |  | Existing |  |  |  |  | 420 |  |  | Drinsko-Limske hidroelektrane d.o.o. | Elektroprivreda Srbije | Serbia |  | public | [5 empty] | operational>10 | 1966 | [15 empty] | N/A |  | https://sites.google.com/site/bajinabastapljeskovo/news/promofilmoizgradnjihebajinabasta http://www.elektroenergetika.info/he-sr.htm http://www.privrednik.rs/bajina-basta/privreda/elektro-industrija/144-dlhe-bajia-bata-031863-488-bajina-bata-wwwdlhers http://www.energetskiportal.rs/predstavljamo-hidroelektrane-u-srbiji/
RS_HP_367 | Serbia | Ljutina | Ljutina | Lim | Hercegovacka Golesa; Priboj | Duplicate | [5 empty] | 3.7 |  | Turboinstitut Ljubljana | Turboinstitut Ljubljana | Slovenia | 100% | private | [5 empty] | under construction | N/A | [15 empty] | N/A | Consists of 3 SHPP Sljivovica, Radenovici, Crnetići | http://www.novosti.rs/vesti/srbija.73.html:262163-Kilovati-stizu-iz-potocare http://www.novosti.rs/vesti/srbija.73.html:421098-Struja-sa-pritoka-Lima http://energetskiportal.rs/dokumenta/konkursi/Javni%20poziv%20sa%20spiskom%20lokacija%20i%20kontakt%20osobama.pdf
RS_HP_368 | Serbia | Uvac | Uvac | Lim | Uvac; Nova Varos | Existing |  | Uvac Special Nature Reserve | Other | Inside | 36 |  |  | Drinsko-Limske hidroelektrane d.o.o. | Elektroprivreda Srbije | Serbia |  | public | [5 empty] | operational>10 | 1979 | [15 empty] | N/A |  | http://www.elektroenergetika.info/he-sr.htm http://www.uvac.org.rs/eng/index_eng.html http://www.energetskiportal.rs/predstavljamo-hidroelektrane-u-srbiji/
RS_HP_369 | Serbia | Potpec | Lim | Lim | Pribojska banja; Priboj | Existing |  |  |  |  | 51 |  |  | Drinsko-Limske hidroelektrane d.o.o. | Elektroprivreda Srbije | Serbia |  | public | [5 empty] | operational>10 | 1969 | [15 empty] | N/A |  | http://www.elektroenergetika.info/he-sr.htm http://mapcarta.com/18954950 http://www.energetskiportal.rs/predstavljamo-hidroelektrane-u-srbiji/
RS_HP_370 | Serbia | Djetinja | Djetinja | Ibar | Uzice; Uzice | Existing |  |  |  |  | 0.4 |  |  | JP Elektrodistribucija Uzice | JP Elektrodistribucija Uzice | Serbia | 100% JP Elektrodistribucija Uzice | public | [5 empty] | operational>10 | 1900 | [15 empty] | N/A |  | http://www.ekapija.com/website/sr/page/17742/Centrala-na-%C4%90etinji-prva-hidrocentrala-na-Balkanu-napravljena-pre-105-godina-od-sada-dostupna-i-turistima http://www.turizamuzica.org.rs/hidrocentrala-na-detinji/
RS_HP_405 | Serbia | Ribarice | Ibar | Ibar | Ribarice; Ribarice | Greenfield |  |  | Other | Inside |  | 46.7 |  | NDR Energy | not identified | Serbia | 100% NDR Energy | private | [5 empty] | planned | N/A | EUR | 82 | [13 empty] | None |  | http://www.ndr-energy.com/?page=projekti&id=1 http://www.centrala.org.rs/knjiga%20liber%20perpetuum/04Energija_vode_Hydro_Energy.pdf http://www.ndr-energy.com/index.php https://www.linkedin.com/pub/ruzdija-sabotic/53/833/851
RS_HP_406 | Serbia | Bovan | Moravica |  | Bovan; Kraljevo | Greenfield | [5 empty] | 1.7 |  | Elektroprivreda Srbije | Elektroprivreda Srbije | Serbia |  | public | [5 empty] | operational 5-10 | 2006 | EUR | 0.27 | [13 empty] | Not identified | There is another one with the same name on another river: http://www.javno.rs/baza-podataka/mini-hidroelektrane-u-srbiji/mhe_lokacija/bovan | http://www.ingkomora.org.rs/glasnik/13/?id=cl13_083 http://www.mre.gov.rs/doc/Registar%20energetskih%20dozvola.pdf http://www.javno.rs/baza-podataka/mini-hidroelektrane-u-srbiji/mhe_lokacija/bovan
RS_HP_407 | Serbia | Svodje | Vlasina |  | Svodje; Vlasotince | Greenfield | [5 empty] | 1.5 |  | Elektroprivreda Srbije | Elektroprivreda Srbije | Serbia |  | public | [5 empty] | offered for investment | N/A | [15 empty] | None |  | http://www.javno.rs/baza-podataka/mini-hidroelektrane-u-srbiji/mhe_lokacija/svodje http://www.elektrosrbija.rs/me/images/dokumenti/Katastar%20MHE%20u%20Srbiji.pdf
RS_HP_408 | Serbia | Vrutci | Djetinja | Ibar | Vrutci; Uzice | Existing |  |  |  |  | 0.4 |  |  | DV Technologies d.o.o. | Elektroprivreda Srbije | Serbia |  | public-private | [5 empty] | operational 5-10 | 2009 | EUR | 3.1 |  | 3.1 | [11 empty] | Yes | 3.1 mil. EUR came from EPS | http://www.energetskiportal.rs/potvrdeno-da-je-mhe-vrutci-radila-bez-dozvola/ http://www.novosti.rs/vesti/srbija.73.html:478727-Vrutci--poslednja-opomena-pred-veliku-ekolosku-katastrofu-u-Srbiji http://zlatibor.tv/dogadaji-vesti/gradi-se-mini-hidroelektrana-u-opstini-cajetina/8140/ http://www.dvtech-energy.com/inside/en/reference_vrutci.html
RS_HP_409 | Serbia | Brodarevo 1 | Lim | Drina | Brodarevo; Prijepolje | Cancelled | [5 empty] | 23 |  | Renewable Energy Ventures Serbia (REV d.o.o.) | Reservoir Capital Corporation | Canada |  | private | [5 empty] | cancelled | N/A | EUR | 146 |  | 146 | [11 empty] | N/A | Project cost of 146 mil. EUR is for both Brodarevo 1 and 2 together | http://www.kontrapress.com/clanak.php?rub=GRADovanje&url=Uspeh-aktivista-Upravni-sud-Srbije-ponistio-resenja-za-HE-Brodarevo http://www.rts.rs/page/stories/sr/story/13/Ekonomija/1367654/Limske+hidroelektrane+na+%C4%8Dekanju.html http://www.reservoircapitalcorp.com/s/RenewableEnergy.asp https://balkangreenenergynews.com/canadian-company-abandoned-brodarevo-hydro-project-serbia/
RS_HP_410 | Serbia | Celije | Rasina | Juzna Morava | Krusevac; Krusevac | Greenfield |  | PIO Celije | Landscape of exceptional features | Outside |  | 3.4 |  | Elektroprivreda Srbije |  | Serbia |  | public | [5 empty] | planned | N/A | EUR | 3.2 |  | 3.2 | [11 empty] | Yes |  | http://www.elektrosrbija.rs/me/images/dokumenti/Katastar%20MHE%20u%20Srbiji.pdf http://www.danas.rs/dodaci/biznis/male_hidroelektrane_donose_prihod_od_50_miliona_evra_godisnje.27.html?news_id=88959 http://www.ekologija.gov.rs/wp-content/uploads/procena_uticaja/mhe_celije_krusevac.pdf
RS_HP_411 | Serbia | Bistrica | Lim | Lim |  | Greenfield | [5 empty] | 680 |  | not identified | not identified |  |  | public-private | [5 empty] | potential | N/A | EUR | 600 | [13 empty] | None | Elektroprivreda Srbije, Canadian Lavalin and China Nuclear Power Engineering are possible investors. | http://www.energetika-net.com/vijesti/energetsko-gospodarstvo/eps-priprema-gradnju-reverzibilne-hidroelektrane-bistrica-14082 http://www.snclavalin.com/en/ http://glassrbije.org/privreda/izgradnja-reverzibilne-hidrocentrale-bistrica http://www.eps.rs/
RS_HP_463 | Serbia | Djerdap 1 (Iron Gate 1) | Danube | Danube | Davidovac | Existing |  |  |  |  | 1026 |  |  | Elektroprivreda Srbije | Elektroprivreda Srbije | Serbia |  | public | [5 empty] | operational>10 | 1962 | [15 empty] | N/A |  | http://www.djerdap.rs/sr/page/33/HE+%C4%90erdap+1 http://www.elektroenergetika.info/he-sr.htm
RS_HP_464 | Serbia | Djerdap 2 (Iron Gate 2) | Danube | Danube | Prahovo; Negotin | Existing |  |  |  |  | 270 |  |  | Elektroprivreda Srbije | Elektroprivreda Srbije | Serbia |  | public | [5 empty] | operational>10 | 1986 | [15 empty] | N/A |  | http://www.djerdap.rs/sr/page/34/HE+%C4%90erdap+2 http://www.elektroenergetika.info/he-sr.htm
RS_HP_465 | Serbia | Pirot | Visocica | Danube | Pirot; Pirotski okrug | Existing |  |  |  |  | 80 |  |  | Elektroprivreda Srbije | Elektroprivreda Srbije | Serbia |  | public | [5 empty] | operational>10 | 1990 | [15 empty] | N/A |  | http://www.djerdap.rs/sr/page/36/HE+Pirot http://www.elektroenergetika.info/he-sr.htm
RS_HP_466 | Serbia | Ovcar Banja | Zapadna Morava | Zapadna Morava | Ovcar Banja; Cacak | Rehabilitation |  |  |  |  | 8 |  |  | Drinsko-Limske hidroelektrane d.o.o. | Elektroprivreda Srbije | Serbia |  | public | [5 empty] | operational>10 | 1955 | [15 empty] | Not identified | Renowated by EPS for total of 13 mil EUR for HPP Ovcar Banja and Medjuvrsje together, increased total capacity from 13 to 17 MW | http://www.elektroenergetika.info/he-sr.htm http://www.topsrbija.com/index.php?option=com_content&view=article&id=3961:hidroelektrana-u-ovar-banji-jedinstvena-u-srbiji&catid=299:prisustvovali-smo&Itemid=400 http://www.blic.rs/Vesti/Drustvo/236527/Revitalizovane-hidroelektrane-Ovcar-Banja-i-Medjuvrsje
RS_HP_467 | Serbia | Zvornik | Drina | Drina | Zvornik; Zvornik | Rehabilitation |  |  |  |  | 96 | 33.6 |  | Drinsko-Limske hidroelektrane d.o.o. | Elektroprivreda Srbije | Serbia |  | public | [5 empty] | operational>10 | 1955 | [12 empty] | Kreditanstalt für Wiederaufbau (KfW) | Invested | 63.7 | Yes | Total rehabilitated capacity is 129.6 MW. 33.6 is additional value to current capacity. | http://www.elektroenergetika.info/he-sr.htm http://www.dlhe.rs/latinica/hidroelektrana-zvornik http://www.ekapija.com/website/sr/page/1038430/Veliki-planovi-Drinsko-limskih-HE-Napreduje-priprema-revitalizacije-HE-Zvornik-uskoro-izgradnja-solarne-elektarne-u-Zaovinama http://mondo.rs/a602174/Info/Ekonomija/Potpisan-ugovor-o-obnovi-hidroelektrane-Zvornik.html
RS_HP_664 | Serbia | Rovni (also: Stubo-Rovni) | Jablanica |  | Rovni; Valjevo | Conversion | [5 empty] | 1.2 |  | Elektroprivreda Srbije | Elektroprivreda Srbije | Serbia |  | public | [5 empty] | planned | N/A | [15 empty] | N/A | The dam itself if used as a water reservoir and is run by JP Kolubara Valjevo. EPS invested 320 mil RSD in 2010 (approx. 3.3 mil EUR) in the dam in order to be able to use it for the small hydropower plant. | http://zlatibor.tv/dogadaji-vesti/gradi-se-mini-hidroelektrana-u-opstini-cajetina/8140/ http://www.stubo-rovni.rs/krsv-stubo-rovni/brana-stubo-rovni/ https://www.ekapija.com/news/1823359/eps-dobio-parcelu-za-mini-elektranu-u-kompleksu-brane-rovni-u-planu
RS_HP_665 | Serbia | Gorina (also, Barje) | Barje lake | Veternica | Gorina; Leskovac | Greenfield | [5 empty] | 0.3 |  | Elektro razvoj d.o.o | ICT LLC Limited Liability Company 50%, Vasily Prilipko 50% | Russia | RusHydro Russia | private | [5 empty] | planned | N/A | EUR | 0.12 |  | 0.12 | [11 empty] | Yes | The energy permits, acquired in 2016, states the planned capacity on 0.0956 MW | http://www.novosti.rs/vesti/srbija.73.html:522908-Leskovac-Grade-hidroelektranu-na-vodosistemu-Barje http://www.juznevesti.com/Ekonomija/Rusi-zele-da-grade-hidroelektranu-u-Leskovcu.sr.html https://novinardkocic.wordpress.com/2014/12/06/leskovac-elektrorazvoj-gradi-hidroeletranu-na-vodosistemu-barje/ http://www.eng.rushydro.ru/
RS_HP_666 | Serbia | Vucje | Vucjanka | Vucjanki | Vucje; Leskovac | Rehabilitation |  |  |  |  | 0.95 |  |  | Elektroprivreda Srbije | Elektroprivreda Srbije | Serbia |  | public | [5 empty] | operational>10 | 1903 |  |  |  |  | RS-MDB | European Bank for Reconstruction and Development (EBRD) | Signed | credit | [7 empty] | Yes | The EBRD opened a tender for rehabilitation in 2017. | http://www.glassrbije.org/srbija/%C4%8Dlanak/hidroelektrana-%E2%80%9Evu%C4%8Dje%E2%80%9C-biser-svetske-ba%C5%A1tine http://www.elektrosrbija.rs/me/images/dokumenti/Katastar%20MHE%20u%20Srbiji.pdf https://web.archive.org/web/20180111160218/http://www.ebrd.com/cs/Satellite?c=Content&cid=1395256288426&d=Mobile&pagename=EBRD%2FContent%2FContentLayout
RS_HP_667 | Serbia | Gamzigrad | Crni Timok | Crni Timok | Gamzigrad; Zajecar | Rehabilitation |  |  | Other | Inside | 0.25 |  |  | Elektroprivreda Srbije | Elektroprivreda Srbije | Serbia |  | public | [5 empty] | operational>10 | 1909 |  |  |  |  | RS-MDB | European Bank for Reconstruction and Development (EBRD) | Signed | credit | [7 empty] | Yes | The EBRD opened a tender for rehabilitation in 2017. | http://www.teslaways.rs/index.php?page=7&id=58 http://www.elektrosrbija.rs/me/images/dokumenti/Katastar%20MHE%20u%20Srbiji.pdf https://web.archive.org/web/20180111160218/http://www.ebrd.com/cs/Satellite?c=Content&cid=1395256288426&d=Mobile&pagename=EBRD%2FContent%2FContentLayout
RS_HP_668 | Serbia | Ras | Raska | Ibar | Doljani; Novi Pazar | Existing |  |  |  |  | 5.6 |  |  | Elektroprivreda Srbije | Elektroprivreda Srbije | Serbia |  | public | [5 empty] | operational>10 | 1953 | [15 empty] | N/A |  | http://www.ekapija.com/website/sr/page/576289/Minihidroelektrana-Ras-dobar-primer-racionalnog-vi%C5%A1enamenskog-kori%C5%A1%C4%87enja-izvora-energije http://www.elektrosrbija.rs/me/images/dokumenti/Katastar%20MHE%20u%20Srbiji.pdf
RS_HP_726 | Serbia | Djerdap 3 | Danube | Danube | Lepenski Vir; Donji Milanovac | Greenfield |  |  | Other | Inside | 0 | 2400 |  | RWE | Elektroprivreda Srbije | Serbia |  | public-private | [5 empty] | planned | N/A | EUR | 4000 | [13 empty] | None | Pump Storage Plant | http://www.djerdap.rs/sr/page/43/REVERZIBILNA++HIDROELEKTRANA++%C4%90ERDAP+3 http://www.b92.net/biz/vesti/srbija.php?yyyy=2011&mm=05&dd=24&nav_id=514037 https://www.ekapija.com/en/news/259020/several-foreign-companies-interested-in-construction-of-hydroelectric-power-plant-djerdap-3
RS_HP_729 | Serbia | Arilje (also: Svrackovo) | Veliki Rzav | Veliki Rzav | Svrackovo; Arilje | Greenfield | [7 empty] | JP Rzav | Public entities including the city of Cacak | Serbia | [7 empty] | under construction | N/A | EUR | 64.7 | [13 empty] | Not identified | The plant is financed from the Serbian budget. | http://www.hidrotehnika.rs/images/stories/Dokumentacija/brana_arilje2012.pdf http://www.elektrosrbija.rs/me/images/dokumenti/Katastar%20MHE%20u%20Srbiji.pdf http://www.energetskiportal.rs/u-planu-izgradnja-dve-male-hidroelektrane-na-biljevackoj-reci-kod-arilja/ http://www.rzav.co.rs/data/konce2.html https://www.blic.rs/vesti/ekonomija/akumulaciona-brana-svrackovo-veliki-projekat-zapadne-srbije/vmqre65
RS_HP_732 | Serbia | Kokin Brod | Uvac | Lim | Kokin Brod; Nova Varos | Existing |  |  |  |  | 23.5 |  |  | Drinsko-Limske hidroelektrane d.o.o. | Elektroprivreda Srbije | Serbia |  | public | [5 empty] | operational>10 | 1962 | [15 empty] | N/A |  | http://www.hidrotehnika.rs/srbija/kokin-brod/ http://www.dlhe.rs/latinica/istorijat-he-kokin-brod
RS_HP_735 | Serbia | Kratovska Reka | Kratovska reka | Kutska | Priboj; Uzice | Rehabilitation |  |  |  |  | 1.5 |  |  | Elektrosrbija d.o.o. Kraljevo | Elektrosrbija d.o.o. Kraljevo | Serbia |  | private | [5 empty] | operational>10 | 1989 |  |  |  |  | RS-MDB | European Bank for Reconstruction and Development (EBRD) | Signed | credit | [7 empty] | Yes | The EBRD opened a tender for rehabilitation in 2017. | http://www.elektrosrbija.rs/me/male-elektrane/male-elektrane-pd-elektrosrbija/56-kratovska-reka.html http://www.rtv.rs/sr_lat/ekonomija/konkurs-za-rekonstrukciju-malih-hidroelektrana_519062.html https://web.archive.org/web/20170903005750/http://www.ebrd.com/cs/Satellite?c=Content&cid=1395254845601&d=Mobile&pagename=EBRD%2FContent%2FContentLayout
RS_HP_737 | Serbia | Seljasnica | Seljasnica | Lim | Seljasnica; Prijepolje | Rehabilitation |  |  |  |  | 1.3 |  |  | Elektroprivreda Srbije | Elektroprivreda Srbije | Serbia |  | public | [5 empty] | operational>10 | 1955 |  |  |  |  | RS-MDB | European Bank for Reconstruction and Development (EBRD) | Signed | credit | [7 empty] | Yes | The EBRD opened a tender for rehabilitation in 2017. | http://www.11811.rs/PoslovneStrane/ELEKTROSRBIJA--DOO-KRALJEVO/Elektri%C4%8Dna-energija/Selja%C5%A1nica/5ae04928b23675013b29a72600475d5d http://www.elektrosrbija.rs/me/images/dokumenti/Katastar%20MHE%20u%20Srbiji.pdf https://web.archive.org/web/20170903005750/http://www.ebrd.com/cs/Satellite?c=Content&cid=1395254845601&d=Mobile&pagename=EBRD%2FContent%2FContentLayout
RS_HP_738 | Serbia | Sokolovica | Velevacka; Bucjanska | Timok | Knjazevac; Nis | Existing |  |  |  |  | 0.115 |  |  | not identified | not identified | [8 empty] | operational>10 | N/A | [15 empty] | N/A | Built in the mid 20th century | http://www.elektrosrbija.rs/me/images/dokumenti/Katastar%20MHE%20u%20Srbiji.pdf, http://www.vreme.com/cms/view.php?id=1048636
RS_HP_741 | Serbia | Uvac | Uvac | Lim | Uvac; Sjenica | Duplicate |  | Uvac Special Nature Reserve | Other | Inside | 36 |  |  | Drinsko-Limske hidroelektrane d.o.o. | Elektroprivreda Srbije | Serbia |  | public | [5 empty] | operational>10 | 1979 | [15 empty] | N/A |  | http://www.elektroenergetika.info/he-sr.htm http://www.uvac.org.rs/eng/index_eng.html http://www.energetskiportal.rs/predstavljamo-hidroelektrane-u-srbiji/
RS_HP_743 | Serbia | Vrla 1-4 (HPP Vlasina) | Vlasinsko jezero | Vlasina | various locations in Surdulica district | Existing |  |  |  |  | 128.45 |  |  | Elektroprivreda Srbije | Elektroprivreda Srbije | Serbia |  | public | [5 empty] | operational>10 | 1955 | [15 empty] | N/A | Consists of 4 separate HPP: Vrla 1 - 50.66 MW Vrla 2 24 MW Vrla 3 28.95 MW Vrla 4 24.84 MW | http://www.djerdap.rs/sr/page/35/Vlasinske+HE http://www.elektroenergetika.info/he-sr.htm
RS_HP_745 | Serbia | Srb |  |  |  | Unclear | [7 empty] | not identified | not identified | [8 empty] | unclear | [16 empty] | None | No information available | N/A
RS_HP_754 | Serbia | Banjica | Nisava |  | Banjica; Sicevo | Greenfield |  |  | Nominated Emerald site | Inside |  | 3 |  | Elektroprivreda Srbije | Elektroprivreda Srbije | Serbia |  | public | [5 empty] | planned | N/A | EUR | 6 |  | 6 | [11 empty] | Yes | All the articles from 2007 say it should have already been built, unable to confirm. Not to be confused with Banjica that is closer to Niska banja. | http://www.jugoistok.com/o-nama?lang=lat http://www.politika.rs/rubrike/Srbija/t20356.lt.html
RS_HP_755 | Serbia | Zavoj | Nisava |  | Pirot | Greenfield | [5 empty] | 0.95 |  | Elektroprivreda Srbije | Elektroprivreda Srbije | Serbia |  | public | [5 empty] | planned | N/A | [15 empty] | Not identified |  | http://www.b92.net/biz/vesti/srbija.php?yyyy=2007&mm=03&dd=18&nav_id=237049 http://www.pirot.rs/downloads/strategije/mhe_pirot.pdf
RS_HP_759 | Serbia | Brodarevo 2 | Lim | Drina | Brodarevo; Prijepolje | Cancelled | [5 empty] | 25 |  | Renewable Energy Ventures Serbia (REV d.o.o.) | Reservoir Capital Corporation | Canada |  | private | [5 empty] | cancelled | N/A | EUR | 146 |  | 146 | [11 empty] | Yes | Project cost of 146 mil. EUR is for both Brodarevo 1 and 2 together | http://www.kontrapress.com/clanak.php?rub=GRADovanje&url=Uspeh-aktivista-Upravni-sud-Srbije-ponistio-resenja-za-HE-Brodarevo http://www.rts.rs/page/stories/sr/story/13/Ekonomija/1367654/Limske+hidroelektrane+na+%C4%8Dekanju.html http://www.reservoircapitalcorp.com/s/RenewableEnergy.asp, http://195.222.96.93/rapp_mape/204/REF.KARTA%203.ZASTITA1.jpg
RS_HP_763 | Serbia | Sicevo | Nisava | Juzna Morava | Sicevo; Nis | Existing |  |  |  |  | 1.34 |  |  | Elektroprivreda Srbije | Elektroprivreda Srbije | Serbia |  | public | [5 empty] | operational>10 | 1931 | [15 empty] | N/A |  | http://www.teslaways.rs/index.php?page=7&id=60 http://www.elektrosrbija.rs/me/images/dokumenti/Katastar%20MHE%20u%20Srbiji.pdf
RS_HP_919 | Serbia | Lisina | Ljubata | Ibar | Raska | Existing |  |  |  |  | 28.6 |  |  | Elektroprivreda Srbije | Elektroprivreda Srbije | Serbia |  | public | [5 empty] | operational>10 | 1977 | [15 empty] | N/A | Pump Storage Plant, not to be confused with small hydro plant of the same name | http://www.djerdap.rs/sr/page/35/Vlasinske+HE http://www.planplus.rs/prezentacija/41374/hidroelektrane-pap-lisina
RS_HP_925 | Serbia | Raska |  |  |  | Duplicate | [7 empty] | None | None | [9 empty] | N/A | [16 empty] | Duplicate of RS_HP_668 | N/A
RS_HP_926 | Serbia | Velika Morava | Velika Morava | Velika Morava |  | Greenfield | [5 empty] | 150 |  | Moravske hidroelektrane d.o.o. | Elektroprivreda Srbije, RWE Innogy | Serbia | Elektroprivreda Srbije 49%, RWE Innogy 51% | public-private | 5 |  |  |  |  | planned | N/A | EUR | 352 |  | 352 | [11 empty] | Yes | Cascade of 5 HPP | http://serbia-energy.eu/sr/srbija-izgradnja-pet-hidroelektrana-na-velikoj-moravi/ https://moravske-hidroelektrane.ls.rs/rs/ http://www.rwe.com/web/cms/en/86134/rwe-innogy/
RS_HP_928 | Serbia | Roge | Veliki Rzav | Veliki Rzav |  | Unclear | [7 empty] | not identified | not identified | [8 empty] | unclear | N/A | [15 empty] | N/A | Not enough resources on the web, also confusing ones | http://www.rzav.co.rs/data/konce2.html
RS_HP_929 | Serbia | Orlovaca | Veliki Rzav | Veliki Rzav |  | Unclear | [7 empty] | not identified | not identified | [8 empty] | unclear | N/A | [15 empty] | N/A | Not enough resources on the web, also confusing ones | http://www.ekapija.com/website/sr/page/375434/Planirani-radovi-vezani-za-podsistem-hidroelektrana-Lima-i-izgradnju-minhidroelektrana-i-akumulacije-Klak-na-reci-Uvac http://www.crnarupa.singidunum.ac.rs/Godina%202009%20-%202010/FIM/Procesna%20i%20energetska%20efikasnost%20-%20prof.%20dr%20Dragan%20Markovi%C4%87/PEE_12/Drina.pdf
RS_HP_930 | Serbia | Ljubisnica |  | Uvac |  | Unclear | [7 empty] | not identified | not identified | [8 empty] | unclear | N/A | [15 empty] | N/A | No publicly available information. The local source сlaims that the investor has abandoned the project of the same name, but the project is in the Velik Rzav basin. | N/A
RS_HP_931 | Serbia | Sjenica | Sjenica | Uvac |  | Existing |  |  |  |  | 31 |  |  | Drinsko-Limske hidroelektrane d.o.o. | Elektroprivreda Srbije | Serbia |  | public | [5 empty] | operational>10 | 1979 | [15 empty] | N/A |  | http://www.hidrotehnika.rs/srbija/sjenica/
RS_HP_932 | Serbia | Rudo |  | Drina |  | Unclear | [7 empty] | None | None | [9 empty] | N/A | [15 empty] | N/A | Most probably duplicate of BH_HP_457. Still, local activists in Serbia know about the project of the same name, but claim that the investor has abandoned it. | http://lat.rtrs.tv/vijesti/vijest/rudo-kamen-temeljac-za-hemrsovo--115252
RS_HP_933 | Serbia | Medjuvrsje | Zapadna Morava | Zapadna Morava | Medjuvrsje; Cacak | Rehabilitation |  |  |  |  | 9 |  |  | Drinsko-Limske hidroelektrane d.o.o. | Elektroprivreda Srbije | Serbia |  | public | [5 empty] | operational>10 | 1957 | [15 empty] | N/A | Renovated by EPS for total of 13 mil EUR for HPP Ovcar Banja and Medjuvrsje together, increased total capacity from 13 to 17 MW | http://www.dlhe.rs/latinica/istorijat-hidroelektrane-elektromorava, http://www.elektroenergetika.info/he-sr.htm http://www.topsrbija.com/index.php?option=com_content&view=article&id=3961:hidroelektrana-u-ovar-banji-jedinstvena-u-srbiji&catid=299:prisustvovali-smo&Itemid=400 http://www.blic.rs/Vesti/Drustvo/236527/Revitalizovane-hidroelektrane-Ovcar-Banja-i-Medjuvrsje
RS_HP_934 | Serbia | Novi Sad | Danube | Danube | Novi Sad; Novi Sad | Greenfield |  |  |  |  | 0 | 150 |  | None | None | [8 empty] | unclear | N/A | [15 empty] | None | No reliable information found. There is a plant of the same name but with a significantly smaller capacity. | N/A
RS_HP_932 | Serbia | Sveta Petka | Nisava | Nisava | Ostrovica; Niska Banja | Rehabilitation |  | Nature Park Sicevacka Klisura | Special nature preserve | Inside | 1.05 |  |  | Elektroprivreda Srbije | Elektroprivreda Srbije | Serbia |  | public | [5 empty] | operational>10 | 1908 |  |  |  |  | RS-MDB | European Bank for Reconstruction and Development (EBRD) | Planned | credit | [7 empty] | Yes | The EBRD opened a tender for rehabilitation in 2017. | http://www.teslaways.rs/index.php?page=7&id=48 http://www.elektrosrbija.rs/me/images/dokumenti/Katastar%20MHE%20u%20Srbiji.pdf https://web.archive.org/web/20180111160218/http://www.ebrd.com/cs/Satellite?c=Content&cid=1395256288426&d=Mobile&pagename=EBRD%2FContent%2FContentLayout
RS_HP_938 | Serbia | Kupinovo | Sava | Sava | Kupinovo; Pecinci | Greenfield |  | Special Nature Reserve Obedska bara | Ramsar site | Inside | 0 | 100 |  | Wolfplus | not identified | Germany |  | private | [5 empty] | planned | N/A | EUR | 250 | 250 | [12 empty] | None | It has been reported in a newspaper article that DEG Bank (part of KfW) provides 70% of investment costs, while 30% would be provided by the investor or some other lending institution. However KfW was not able to confirm DEG's interest. | http://www.gradjevinarstvo.rs/vesti/9261/810/korak-ka-hidroelektrani-kod-kupinova http://www.vibilia.rs/srpski/izvestaj/0402/nijagara_dnevnik_070404.pdf http://www.ekapija.com/website/sr/page/856759/Turci-odustali-Nema%C4%8Dki-Wolfplus-nastavlja-izgradnju-hidroelektrane-u-Kupinovu Response from KfW to information request, 02.11.2015
RS_HP_939 | Serbia | 6 SHPPs - Kolovrat, Pranike and others | Lim | Lim | Kolovrat; Prijepolje | Duplicate |  |  | Other | Inside | 0 | 15.3 |  | Lusis and partners | not identified | Italy |  | private | 6 |  |  |  |  | unclear | N/A | EUR | 25 | 25 | [12 empty] | N/A | Predicted capacity and total cost is given only for 2 out of 6 under construction. Estimated costs for all 6 is 120 mil. EUR. Maximum capacity per plant is limited to 10 MW. Marked as duplicate, see the individual plants listed below. | http://www.b92.net/biz/vesti/srbija.php?yyyy=2010&mm=05&dd=18&nav_id=431935
RS | Serbia | Brodarevo | Lim | Drina | Prijepolje | Greenfield | [5 empty] | 6.619 |  | „ENERVODA 2“ doo | ESCO ITALY S.R.L. | Italy |  | private | 6 |  |  |  |  | planned | N/A | [15 empty] | None |  | http://www.srbijavode.rs/ddownload/_params/file_id/13500.html http://www.mre.gov.rs/doc/registar_ed%2013.02.2018.htm
RS | Serbia | Gostun | Lim | Drina | Prijepolje | Greenfield | [7 empty] | „ENERVODA 1“ doo | ESCO ITALY S.R.L. | Italy |  | private | 6 |  |  |  |  | planned | N/A | [15 empty] | None |  | http://www.srbijavode.rs/ddownload/_params/file_id/13500.html http://www.mre.gov.rs/doc/registar_ed%2013.02.2018.htm
RS | Serbia | Gradac | Lim | Drina | Prijepolje | Greenfield | [7 empty] | „ENERVODA 4“ doo | ESCO ITALY S.R.L. | Italy |  | private | 6 |  |  |  |  | planned | N/A | [15 empty] | None |  | http://www.srbijavode.rs/ddownload/_params/file_id/13500.html http://www.mre.gov.rs/doc/registar_ed%2013.02.2018.htm
RS | Serbia | Kolovrat | Lim | Drina | Prijepolje | Greenfield | [5 empty] | 6.533 |  | „ENERVODA 6“ doo | ESCO ITALY S.R.L. | Italy |  | private | 6 |  |  |  |  | planned | N/A | [15 empty] | None |  | http://www.srbijavode.rs/ddownload/_params/file_id/13500.html http://www.mre.gov.rs/doc/registar_ed%2013.02.2018.htm
RS | Serbia | Podkrs | Lim | Drina | Prijepolje | Greenfield | [7 empty] | „ENERVODA 3“ doo | ESCO ITALY S.R.L. | Italy |  | private | 6 |  |  |  |  | planned | N/A | [15 empty] | None |  | http://www.srbijavode.rs/ddownload/_params/file_id/13500.html http://www.mre.gov.rs/doc/registar_ed%2013.02.2018.htm
RS | Serbia | Pranike | Lim | Drina | Prijepolje | Greenfield | [5 empty] | 6.877 |  | „ENERVODA 5“ doo | ESCO ITALY S.R.L. | Italy |  | private | 6 |  |  |  |  | planned | N/A | [15 empty] | None |  | http://www.srbijavode.rs/ddownload/_params/file_id/13500.html http://www.mre.gov.rs/doc/registar_ed%2013.02.2018.htm
RS_HP_999 | Serbia | Vlasotince | Vlasina | Vlasina | Vlasotince; Leskovac | Unclear |  |  |  |  | 0.6 | 0 | [5 empty] | private | [5 empty] | unclear | Unclear | [15 empty] | N/A | Several hydropower plants close to Vlasotince, not clear which one is this. | N/A
RS | Serbia | Postica | Postica |  | Vlasotince; Leskovac | Greenfield |  |  |  |  | 0.7 | 0 |  | Hidrowatt d.o.o. | Interenergo d.o.o. | Slovenia/Austria | Kelag group | private | [5 empty] | operational 5-10 | 2010 |  | 0.7 | 0.7 | 0.7 | [11 empty] | Yes | Interenergo has a policy of finding financing for investment projects from internal sources of the Kelag group, according to its last few annual reports | http://www.interenergo.com/dateien/Interenergo_AR_2015_eng_FINAL.pdf http://www.b92.net/info/vesti/index.php?yyyy=2010&mm=06&dd=11&nav_id=437993 http://www.juznevesti.com/Ekonomija/Otvorena-nova-hidroelektrana-u-Vlasotincu.sr.html http://www.interenergo.com/content/hidroelektrarne-413_SLV_HTML.html
RS | Serbia | Djerdap NP 1 from SHPP potential study | Danube | Danube |  | Greenfield |  | Djerdap | National Park | Inside |  |  |  | None yet | [9 empty] | potential | N/A | [15 empty] | None | Insufficient project identification to find the data | N/A
RS | Serbia | Djerdap NP 2 from SHPP potential study | Danube | Danube |  | Greenfield |  | Djerdap | National Park | Inside |  |  |  | None yet | None yet | [8 empty] | potential | N/A | [15 empty] | None | Insufficient project identification to find the data | N/A
RS | Serbia | Djerdap NP 3 from SHPP potential study | Danube | Danube |  | Greenfield |  | Djerdap | National Park | Inside |  |  |  | None yet | None yet | [8 empty] | potential | N/A | [15 empty] | None | Insufficient project identification to find the data | N/A
RS | Serbia | Djerdap NP 4 from SHPP potential study | Danube | Danube |  | Greenfield |  | Djerdap | National Park | Inside |  |  |  | None yet | None yet | [8 empty] | potential | N/A | [15 empty] | None | Insufficient project identification to find the data | N/A
RS | Serbia | Tara NP 1 to 3 from SHPP potential study | Tara | Tara |  | Greenfield |  | Tara | National Park | Inside |  | 6.293 |  | None yet | None yet | [8 empty] | planned | N/A | [15 empty] | None | Only source found mentions 14 SHPP in NP Tara in Serbia | http://www.ekapija.com/website/sr/page/391887/Predvi%C4%91eno-14-mini-hidroelektrana-u-zoni-Nacionalnog-parka-%EF%BF%BDTara
RS | Serbia | Samokovska reka 1 (also Djorov most) | Samokovska |  | Raska; Josanicka banja | Greenfield | Powerhouse: 43.360559, 20.740276; | NP Kopaonik | National park Proposed Emerald site | Inside |  | 1.998 |  | SAMUK d.o.o. Beograd-Zemun | LM HYDRO ECO d.o.o. | Serbia | Veljko Peric 100% | private | [5 empty] | under construction | N/A | [9 empty] | Sberbank Srbija a.d. Beograd | Invested | 3.3147 |  |  |  | Yes | 3 mil EUR loan registered under number 16479/2016 in the Pledge Registry. A guarantee of 120,000 EUR registered under number 15276/2016. The location of the intake is not clear. | http://www.mgsi.gov.rs/sites/default/files/SAMUK%20D.O.O.%20PR%20BR%20350-01-00768%202015-14.pdf http://www.lmhydroeco.com/category/projekti-u-izgradnji http://www.ekologija.gov.rs/wp-content/uploads/procena_uticaja/andrijana_cd.pdf http://www.ekologija.gov.rs/wp-content/uploads/procena_uticaja/Samuk.pdf http://www.apr.gov.rs/eng/Registers/Pledges.aspx
RS | Serbia | Kopaonik NP 2 from SHPP potential study (Samokovska reka 2) | Samokovska reka | Ibar | Josanicka Banja; Raska | Greenfield |  | Kopaonik | National Park | Inside |  | 0.5 |  | None yet | None yet | [8 empty] | planned | N/A | [15 empty] | None |  | http://www.ekapija.com/website/sr/page/291726/Budu%C4%87a-proizvodnja-elektri%C4%8Dne-energije-iz-malih-hidroelektrana-na-Koponiku
RS | Serbia | Kopaonik NP 3 from SHPP potential study (Lisina) | Rudnicka reka | Ibar | Lisina; Raska | Greenfield |  | Kopaonik | National Park | Inside |  | 1.08 |  | None yet | None yet | [8 empty] | planned | N/A | [15 empty] | None |  | http://www.ekapija.com/website/sr/page/291726/Budu%C4%87a-proizvodnja-elektri%C4%8Dne-energije-iz-malih-hidroelektrana-na-Koponiku
RS | Serbia | Kopaonik NP 4 from SHPP potential study (Babin breg) | Rudnicka reka | Ibar | Rudnica; Raska | Greenfield |  | Kopaonik | National Park | Inside |  | 1.67 |  | None yet | None yet | [8 empty] | planned | N/A | [15 empty] | None |  | http://www.ekapija.com/website/sr/page/291726/Budu%C4%87a-proizvodnja-elektri%C4%8Dne-energije-iz-malih-hidroelektrana-na-Koponiku
RS | Serbia | Kopaonik NP 5 from SHPP potential study (Rudnica) | Rudnicka reka | Ibar | Rudnica; Raska | Greenfield |  | Kopaonik | National Park | Inside |  | 1.08 |  | None yet | None yet | [8 empty] | planned | N/A | [15 empty] | None |  | http://www.ekapija.com/website/sr/page/291726/Budu%C4%87a-proizvodnja-elektri%C4%8Dne-energije-iz-malih-hidroelektrana-na-Koponiku
RS | Serbia | Kopaonik NP 6 from SHPP potential study (Djordjevici 1) | Sutanovacka reka | Ibar | Josanica; Raska | Greenfield |  | Kopaonik | National Park | Inside |  | 0.75 |  | None yet | None yet | [8 empty] | planned | N/A | [15 empty] | None | Djordjevici 1 or 2 are potential duplicates with Samokovo. | http://www.ekapija.com/website/sr/page/291726/Budu%C4%87a-proizvodnja-elektri%C4%8Dne-energije-iz-malih-hidroelektrana-na-Koponiku
RS | Serbia | Kopaonik NP 7 from SHPP potential study (Djordjevici 2) | Gobeljska reka | Ibar | Josanica; Raska | Greenfield |  | Kopaonik | National Park | Inside |  | 0.5 |  | None yet | None yet | [8 empty] | planned | N/A | [15 empty] | None | Djordjevici 1 or 2 are potential duplicates with Samokovo. | http://www.ekapija.com/website/sr/page/291726/Budu%C4%87a-proizvodnja-elektri%C4%8Dne-energije-iz-malih-hidroelektrana-na-Koponiku
RS | Serbia | Rsovci 1 & 2 | Visocica | Nisava | Pirot | Greenfield |  | Stara Planina PP | Nominated Emerald site | Inside |  | 2.82 |  | not identified | RENFIN INTERNATIONAL | [8 empty] | planned | N/A | [15 empty] | None |  | http://www.ieent.org/prototip/datoteke/20124/2704121051478110.pdf http://www.pirot.rs/downloads/strategije/mhe_pirot.pdf http://www.renfin.eu/our-projects/serbia/
RS | Serbia | Visocka Rzana | Dojkinacka | Nisava | Pirot | Greenfield |  | Stara Planina PP | Nominated Emerald site | Inside |  | 1.92 |  | Small Hydropower Systems | RENFIN INTL 70%, RENFIN LTD 20%, Natural persons from Serbia | Czech Republic, Serbia, Cyprus | RENFIN INTERNATIONAL 70% | [6 empty] | planned | N/A | [15 empty] | Not identified |  | http://www.ieent.org/prototip/datoteke/20124/2704121051478110.pdf http://www.pirot.rs/downloads/strategije/mhe_pirot.pdf http://www.renfin.eu/our-projects/serbia/
RS | Serbia | Visocka Rzana 3 | Visocica | Nišava | Pirot | Greenfield |  | Stara Planina PP | Nominated Emerald site | Inside |  |  | 1702 | Eko verde sistem | Milan Kokovic 100% | [8 empty] | planned | N/A | [15 empty] | Not identified |  | http://www.ieent.org/prototip/datoteke/20124/2704121051478110.pdf http://www.pirot.rs/downloads/strategije/mhe_pirot.pdf http://www.ekologija.gov.rs/wp-content/uploads/procena_uticaja/Zahtev_za_procenu_uticaja_za_MHE_Visocka_Rzana_III_f.pdf
RS | Serbia | Tosin Kamik (also: Tosin Kamen) | Toplodolska | Nišava | Pirot | Greenfield |  | Stara Planina PP | Nominated Emerald site | Inside |  | 1.1 |  | Small Hydropower Systems | RENFIN INTL 70%, RENFIN LTD 20%, Natural persons from Serbia | Czech Republic, Serbia, Cyprus | RENFIN INTERNATIONAL 70% | [6 empty] | planned | N/A | [15 empty] | None |  | http://obnovljiviizvorienergije.rs/wp-content/uploads/biblioteka/mini-hidroelektrane/Tosin%20Kalmik%20-%20Pirot%20-%20Debelodelski%20p.-Dubravski%20dol.pdf http://www.ieent.org/prototip/datoteke/20124/2704121051478110.pdf http://www.srbijavode.rs/ddownload/_params/file_id/13500.html http://www.renfin.eu/our-projects/serbia/
RS | Serbia | Usce | Studenica | Ibar | Usce; Kraljevo | Duplicate |  |  |  | Inside |  | 0.2 |  | Not identified | not identified | [8 empty] | planned | N/A | [15 empty] | None | Duplicate of Usce Studenica | http://mhe.mre.gov.rs/Katastar%20MHE/512-U%c5%a1%c4%87e-Kraljevo-Radu%c5%a1a.TIF http://www.elektrosrbija.rs/me/images/dokumenti/Katastar%20MHE%20u%20Srbiji.pdf
RS | Serbia | Dobra 1 & 2 | Dobranska - desna reka i leva reka | Dunav | Dobra; Golubac | Greenfield |  |  | Other | Inside |  | 0.5 |  | not identified | not identified | [8 empty] | planned | N/A | [15 empty] | None |  | http://mhe.mre.gov.rs/Katastar%20MHE/57-dobra-golubac-dobranska-desna%20reka%20i%20leva%20reka.tif http://www.elektrosrbija.rs/me/images/dokumenti/Katastar%20MHE%20u%20Srbiji.pdf
RS | Serbia | Dosici | Ribnica | Ibar | Brezna; Kraljevo | Greenfield |  | Goc Gvodzdac | Special Reservate of Nature | Inside |  | 4.45 |  | TEK ENERGY DOO | PRIVREDNO DRUŠTVO TEKGAS DOO KRUŠEVAC | Serbia | Slavisa Stojkovic 99%, Dejan Vesic 1% | [6 empty] | planned | [16 empty] | None |  | http://obnovljiviizvorienergije.rs/wp-content/uploads/biblioteka/mini-hidroelektrane/Dosici%20-%20Kraljevo%20-%20Brezdanska%20-%20Grozdacka%20klisura.pdf http://www.kraljevo.org/cms/mestoZaUploadFajlove/0.Odeljenje-Izvestaj%20za%20PP%20Kraljevo.pdf
RS | Serbia | Stepanovici | Orovicka | Drina | Donja Orovica; Vrhpolje | Greenfield |  |  | Other | Inside |  |  |  | not identified | not identified | [8 empty] | unclear | [16 empty] | None | Not clear from documentation on the status of the project | http://mhe.mre.gov.rs/Katastar%20MHE/ http://www.elektrosrbija.rs/me/images/dokumenti/Katastar%20MHE%20u%20Srbiji.pdf
RS | Serbia | Crkvina | Bistrica |  | Nova Varos | Greenfield |  |  |  |  | 0.96 |  | 4300 | W&W Energy, Kragujevac | Bojan Milovanovic 100% | [8 empty] | operational<5 | 2014 | EUR | 1.25 | 1.25 | [6 empty] | Erste & Steiermaerkische Bank | Invested | 1 |  |  |  | Yes |  | https://web.archive.org/web/20180111203333/https://blog.erstebank.rs/sadrzaj-bloga/male-elektrane-velika-sansa/ http://www.novosti.rs/vesti/srbija.73.html:262163-Kilovati-stizu-iz-potocare http://www.novosti.rs/vesti/srbija.73.html:421098-Struja-sa-pritoka-Lima http://energetskiportal.rs/dokumenta/konkursi/Javni%20poziv%20sa%20spiskom%20lokacija%20i%20kontakt%20osobama.pdf http://energetskiportal.rs/dokumenta/projekti/realizovani/hidro/MHE-Crkvina-1MW-reka-Bistrica-Nova-Varos.jpg http://www.wwenergy.rs/pub/download/SR-Opis%20projekta-MHE%20Crkvina.pdf
RS | Serbia | Recica | Bistrica |  | Nova Varos | Greenfield |  |  |  |  | 1.4 |  |  | W&W Energy, Kragujevac | Bojan Milovanovic 100% |  |  | private | [5 empty] | operational<5 | 2014 | EUR | 2 | 2 | [6 empty] | Erste & Steiermaerkische Bank | Invested | 1.6 |  |  |  | Yes |  | https://web.archive.org/web/20180111203333/https://blog.erstebank.rs/sadrzaj-bloga/male-elektrane-velika-sansa/ http://www.novosti.rs/vesti/srbija.73.html:262163-Kilovati-stizu-iz-potocare http://www.novosti.rs/vesti/srbija.73.html:421098-Struja-sa-pritoka-Lima http://energetskiportal.rs/dokumenta/konkursi/Javni%20poziv%20sa%20spiskom%20lokacija%20i%20kontakt%20osobama.pdf http://energetskiportal.rs/dokumenta/projekti/realizovani/hidro/MHE-Recica-1.4MW-reka-Bistrica-Nova-Varos.jpg http://www.wwenergy.rs/pub/download/SR-Opis%20projekta-MHE%20Recica.pdf
RS | Serbia | Vlasina 1-5 Gornje Gare 1 | Vlasina |  | Crna Trava | Greenfield |  |  |  |  | 0.993 |  |  | Eco Energo Group | EKO VLASINA d.o.o. 41.75%, Dragan Klisura 10.75%, ECO-GLOBAL DOO 2,5%, ROAMING ELECTRONICS DOO 45% | Serbia |  | private | [5 empty] | operational 5-10 | 2011 | [9 empty] | Erste & Steiermaerkische Bank | Invested | 5 |  |  |  | Yes | The loan used for the whole cascade secured by multiple pledges including 8102/2014 | https://web.archive.org/web/20180111203333/https://blog.erstebank.rs/sadrzaj-bloga/male-elektrane-velika-sansa/ http://www.energetskiportal.rs/realizovani-projekti/#hidro https://mojabg.tv/energetski-tajkun-vucicev-kum-je-vlasnik-sedam-hidroelektrana/ http://www.apr.gov.rs/eng/Registers/Pledges.aspx https://web.archive.org/web/20180112071602/http://www.mre.gov.rs/doc/registar171218.html http://www.eeg.co.rs/mheGornjeGare.php
RS | Serbia | Vlasina 1-5 Gornje Gare 2 | Vlasina |  | Crna Trava | Greenfield |  |  |  |  | 0.993 |  |  | ECO ENERGO GROUP DOO | See Gornje Gare 1 | Serbia |  | private | [5 empty] | operational 5-10 | 2011 | [9 empty] | Erste & Steiermaerkische Bank | Invested |  |  |  |  | Yes | See Gornje Gare 1 | See Gornje Gare 1
RS | Serbia | Vlasina 1-5 -Donje Gare 1 | Vlasina |  | Crna Trava | Greenfield |  |  |  |  | 0.99 |  |  | ECO ENERGO GROUP DOO | See Gornje Gare 1 | Serbia |  | private | [5 empty] | operational 5-10 | 2012 | [9 empty] | Erste & Steiermaerkische Bank | Invested |  |  |  |  | Yes | See Gornje Gare 1 | See Gornje Gare 1 http://www.eeg.co.rs/mheDonjeGare.php
RS | Serbia | Vlasina 1-5 Donje Gare 2 | Vlasina |  | Crna Trava | Greenfield |  |  |  |  | 0.99 |  |  | ECO ENERGO GROUP DOO | See Gornje Gare 1 | Serbia |  | private | [5 empty] | operational 5-10 | 2012 | [9 empty] | Erste & Steiermaerkische Bank | Invested |  |  |  |  | Yes | See Gornje Gare 1 | See Gornje Gare 1 http://www.eeg.co.rs/mheDonjeGare.php
RS | Serbia | Vlasina 1-5 Donje Gare 3 | Vlasina |  | Crna Trava | Greenfield |  |  |  |  | 0.5 |  | 1800 | ECO ENERGO GROUP DOO | See Gornje Gare 1 | Serbia |  | private | [5 empty] | operational 5-10 | 2013 | [9 empty] | Erste & Steiermaerkische Bank | Invested |  |  |  |  | Yes | See Gornje Gare 1 | See Gornje Gare 1 http://www.eeg.co.rs/mheDonjeGare.php
RS | Serbia | Marici | Josanicka reka |  | Josanicka Banja | Greenfield | [5 empty] | 0.9 |  | Univers d.o.o (Interkomerc Energo - ID 20491370 - got an EBRD loan) | Milica Minic 10%, Stefan Jakovljevic 30%, Nikola Popovic 30%, Prvoslav Antonijevic 30% | Serbia |  | private | [5 empty] | under construction | N/A | EUR | 5.5 | 5.5 |  | RS-MDB | European Bank for Reconstruction and Development (EBRD) | Completed | credit | 2.7 | Erste & Steiermaerkische Bank | Invested | 1.37 |  |  |  | Yes | The Project design consultant (HPC doo) claims that the plant is in construction. Interkomerc Energo that got the original EBRD loan has changed name into ENERGO KOP DOO. In 2013, Gamico Faktoring startede a process of taking over 40% of shares owned by the parent company INTERKOMERC AD based on the pledge registered uner number 20416/2013. 1.257.000,00 EUR and 13.000.000,00 RSD (107154 EUR). loan from Erste was registered under the pledge no 11475/2017. | Direct communication with EBRD, http://www.ee-ing.com/reference.php http://www.hpc.co.rs/# http://www.apr.gov.rs/eng/Registers/Pledges.aspx
RS | Serbia | Vladici | Josanicka reka |  | Josanicka Banja | Greenfield |  |  |  |  | 0.58 |  |  | HIDROINVEST 2016 DOO KRALJEVO (Interkomerc Energo - ID 20491370 - got an EBRD loan) | Nenad Trifunovic 100% | Serbia |  | private | [5 empty] | operational<5 | 2017 | See Marici | See Marici | See Marici |  | RS-MDB | European Bank for Reconstruction and Development (EBRD) | Completed | credit | See Marici | [6 empty] | Yes | Sberbank approved a 750.000 EUR loan around the same time that the plant has started with operation. Eurobank has provided a guarantee in the amount of 36700 EUR for a purpose of obtaining temporary feed-in tariffs registration | Direct communication with EBRD, http://www.ee-ing.com/reference.php http://www.apr.gov.rs/eng/Registers/Pledges.aspx
RS | Serbia | Velez | Samokovska | Powerhouse: 43.37428 20.73920 Intake: 43.360641, 20.740246 | Josanicka Banja | Greenfield | NP Kopaonik | National park Proposed Emerald site |  | Outside | 0.52 |  | 2426 | Univers d.o.o (Interkomerc Energo - ID 20491370 - got an EBRD loan) | See Marici | Serbia |  | private | [5 empty] | operational<5 | 2013 | See Marici | See Marici | See Marici |  | RS-MDB | European Bank for Reconstruction and Development (EBRD) | Completed | credit | See Marici | [6 empty] | Yes | Two loans in amounts of 760.000,00 EUR and 740.000,00 EUR taken from Erste Bank after the operation started, using PPAs for Velez and Sutanovina as a pledge no 17088/2016. Intake of Velez is on the very border of the NP Kopaonik. | Direct communication with EBRD http://www.energetskiportal.rs/realizovani-projekti/#hidro, http://www.ee-ing.com/reference.php http://www.apr.gov.rs/eng/Registers/Pledges.aspx
RS | Serbia | Sutanovina | Gobeljska reka | Powerhouse: 43.389220, 20.784000 | Josanicka Banja | Greenfield |  |  |  |  | 0.41 |  | 2010 | Univers d.o.o (Interkomerc Energo - 20491370 - got an EBRD loan) | See Marici | Serbia |  | private | [5 empty] | operational<5 | 2016 | See Marici | See Marici | See Marici |  | RS-MDB | European Bank for Reconstruction and Development (EBRD) | Completed | credit | See Marici | [6 empty] | Yes |  | Direct communication with EBRD
RS | Serbia | Rekovici | Lim |  | Priboj | Greenfield |  |  |  |  | 0 | 6.48 |  | MINI HYDRO INVESTMENTS DOO BEOGRAD | EKO VLASINA d.o.o. 38%, Dragan Klisura 31%, ROAMING ELECTRONICS DOO 31% | Serbia |  | private | [5 empty] | under construction | N/A | [15 empty] | Not identified | The Helios company had already received an energy permit for a 10 MW HPP called HE Priboj but it was not renewed. Then a few days later after the refusal for renewal, a permit was handed to another company for a project on an overlapping location. The capacity may be higher as a 13 metre high dam is planned. Controversial: landslides reported, protests by local community. | http://www.priboj.rs/urbanizam, https://limovanje.wordpress.com/2014/06/30/izvestaji-strucne-komisije-o-plavljenju-fapa-izgradnjom-he-rekovici/, http://www.politika.rs/rubrike/Srbija/Jedan-jaz-a-dve-centrale.lt.html https://youtu.be/8yOyjym96Jc
RS | Serbia | Mramorje | Lim |  | Priboj | Greenfield |  |  |  |  | 0 | 9.053 |  | MHE Mramorje d.o.o. | TRAVENTA LIMITED 97%, Irena Djordjevic 3% | Cyprus/Serbia | not identified | [6 empty] | planned | N/A | [15 empty] | Not identified | The energy permit extended in Novemver 2017. | https://www.priboj.rs/docs/urbanizam/pdr_mhe_mramorje_nacrt/spu_za_pdr_mhe_mramorje.pdf http://www.priboj.rs/urbanizam, http://sandzakpress.net/javna-sjednica-komisije-za-he-mramorje?utm_source=rss&utm_medium=rss&utm_campaign=javna-sjednica-komisije-za-he-mramorje, http://search.bisnode.rs/rs/846934/mhe-mramorje-doo-beograd/ http://www.mre.gov.rs/doc/registar_ed%2013.02.2018.htm#null
RS | Serbia | Peta | Crni Rzav | Drina | Čajetina, Semegnjevo | Greenfield |  | PP Zlatibor | Nominated Emerald site | Inside |  |  |  | Zlatiborske elektrane d.o.o. Čačak |  | Serbia |  | private | [5 empty] | under construction | N/A | [15 empty] | Not identified | Inside Proposed Emerald candidate site (RS0000034), IPA, PBA 30, procedure for the official inuguration of the protected area has started in 201X??? | http://www.elektrovat.net/energetika/obnovljivi-izvori-energije/
RS | Serbia | Beli Kamen | Crni Rzav, Ribnica | Drina | Čajetina, Semegnjevo | Greenfield | Powerhouse: 43.709587, 19.575908 | PP Zlatibor | Nominated Emerald site | Inside | 1.68 |  |  | Zlatiborske elektrane d.o.o. Čačak |  | Serbia |  | private | [5 empty] | operational<5 | 2016 | [9 empty] | Banca Intesa | Invested | 3.64 |  |  |  | Yes | Proposed Emerald candidate site (RS0000034), IPA, PBA 31 Additional credit registered Credit Agricole under number 14087/2017 - it might be used financing other plants 3.625.000,00; 1.650.000,00 EUR. A note on the second amount is that maturity in accordance with Contract No. 00-471-0700898.1 on long-term investment loan type EIB dated October 23, 2017. | http://mhe.mre.gov.rs/ResenjaOIE/312-01-01492-2016-06.pdf http://www.elektrovat.net/energetika/obnovljivi-izvori-energije/ http://www.apr.gov.rs/eng/Registers/Pledges.aspx
RS | Serbia | Komalj | Crni Rzav | Drina | Čajetina, Semegnjevo | Greenfield |  | PP Zlatibor | Nominated Emerald site | Inside |  | 0.6 |  | Zlatiborske elektrane d.o.o. Čačak |  | Serbia |  | private | [5 empty] | under construction | [10 empty] | Credit Agricole | Invested | 0.036 |  |  |  | Yes | Proposed Emerald candidate site (RS0000034), IPA, PBA 32 Credit Agricole provided a bank guarantee for the temporary registration in the feed-in tariffs registry. Also, most probably of 1.65 mil EUR from the EIB credit line is used for this plant. | http://www.elektrovat.net/energetika/obnovljivi-izvori-energije/
RS | Serbia | Lisina (also: Lisina Barska) | Barska reka i Lisinska | Zapadna Morava | Raška | Greenfield |  |  |  |  | 0.14 |  |  | HIDROENERGIJA DOO RASKA | Radoje Radojkovic 100% | Serbia |  | private | [5 empty] | operational<5 | 2017 | [9 empty] | Banca Intesa | Invested | 0.065 |  |  |  | Yes | 45.000,00 EUR + 20.000,00 EUR. registered under Pledge no 352/2014 | https://web.archive.org/web/20180112071602/http://www.mre.gov.rs/doc/registar171218.html http://www.apr.gov.rs/eng/Registers/Pledges.aspx
RS | Serbia | Blendija vodenica-Glogan | Moravica |  | Soko Banja | Greenfield |  |  |  |  | 0.21 |  | 880 | Slemen Electric d.o.o. Beograd |  | Serbia |  | private | [5 empty] | operational<5 | 2017 | [15 empty] | Not identified |  | https://web.archive.org/web/20180112071602/http://www.mre.gov.rs/doc/registar171218.html
RS_HP_367 | Serbia | Radanovici (or Radenovici) | Ljutina |  |  | Greenfield |  |  |  |  | 0.85 |  | 3800 | Hydro Ljutina doo Priboj | Hydro Power Group doo Novi Sad | Serbia/Slovenia | KOLEKTOR TURBOINŠTITUT Turbinski stroj d.o.o. | private | 3 |  |  |  |  | operational<5 | 2017 | [15 empty] | Not identified |  | https://web.archive.org/web/20180112071602/http://www.mre.gov.rs/doc/registar171218.html
RS_HP_367 | Serbia | Crnetici | Ljutina |  |  | Greenfield |  |  |  |  | 0.99 |  | 4680 | Hydro Ljutina doo Priboj | Hydro Power Group doo Novi Sad | Serbia/Slovenia | KOLEKTOR TURBOINŠTITUT Turbinski stroj d.o.o. | private | 3 |  |  |  |  | operational<5 | 2017 | [15 empty] | Not identified |  | https://web.archive.org/web/20180112071602/http://www.mre.gov.rs/doc/registar171218.html
RS_HP_367 | Serbia | Sljivovica | Ljutina |  |  | Greenfield | [5 empty] | 1.3 |  | Hydro Goleša doo | Miroslav Bojovic 100% | Belgium |  | private | 3 |  |  |  |  | planned | N/A | [15 empty] | None |  | https://web.archive.org/web/20180112071602/http://www.mre.gov.rs/doc/registar171218.html http://www.mre.gov.rs/doc/registar_ed%2013.02.2018.htm#null
RS | Serbia | Vrgudinac | Nišava |  | Bela Palanka | Greenfield | 43.236144, 22.273776 |  |  |  | 1.52 |  | 7048 | Power Gen d.o.o Beograd |  | Serbia |  | private | [5 empty] | operational<5 | 2017 | [9 empty] | Erste & Steiermaerkische Bank | Invested | 2.95 |  |  |  | Yes | Pledge no 11214/2015. Another loan from Erste Bank extended after the operation started. | https://web.archive.org/web/20180112071602/http://www.mre.gov.rs/doc/registar171218.html http://www.apr.gov.rs/eng/Registers/Pledges.aspx
RS | Serbia | Kasici | Jošanica |  | Raška/Jošanička banja | Greenfield | Powerhouse: 43.405841, 20.658353 |  |  |  | 1.33 |  | 5595 | Union Energy d.o.o. Beograd-Stari Grad | Natural persons | Serbia |  | private | [5 empty] | operational<5 | 2017 | [9 empty] | Erste & Steiermaerkische Bank | Invested | 2.029 |  |  |  | Yes | Pledge no 5188/2016 | https://web.archive.org/web/20180112071602/http://www.mre.gov.rs/doc/registar171218.html http://www.apr.gov.rs/eng/Registers/Pledges.aspx
RS | Serbia | Lisina | Kločanica |  | Despotovac | Greenfield | Powerhouse: 44.090039, 21.635946 | PP Kucaj Beljanica | Nominated Emerald site; Proposed National Park; | Inside | 1.5 |  |  | Eko Elektra doo | Zaris s.r.o. | Serbia/Czech Republic | Slavisa Zaric 100% | private | [5 empty] | operational<5 | 2017 | [9 empty] | Erste & Steiermaerkische Bank | Invested | 4.9941 |  |  |  | Yes | 2.574.063,00 EUR loan registered under number 18253/2014 in the Serbian Pledge Registry; also a 2.420.000,00 EUR loan registered under number 10942/2015 | https://web.archive.org/web/20180112071602/http://www.mre.gov.rs/doc/registar171218.html http://www.apr.gov.rs/eng/Registers/Pledges.aspx http://wwing.rs/pub/article/20150603_173407-20150603-181635957.jpg https://ceop.apr.gov.rs/eregistrationportal/Public/Manage/Publications
RS | Serbia | Velez 1 | Samokovska |  | Raška/Jošanička banja | Greenfield |  |  |  |  | 0.59 |  | 1910 | HE Hidrovolt doo Raška |  | Serbia |  | private | [5 empty] | operational<5 | 2017 | [15 empty] | Not identified |  | https://web.archive.org/web/20180112071602/http://www.mre.gov.rs/doc/registar171218.html
RS | Serbia | Kamik | Novoselska |  | Vranje | Greenfield | Powerhouse: 42.585028, 22.174263 |  |  |  | 0.18 |  | 862 | AVG Hydro Power doo | Aleksandra Maksimovic 100% | Serbia |  | private | [5 empty] | operational<5 | 2017 | [9 empty] | AIK BANKA a.d. Beograd | Invested | 0.3 |  |  |  | Yes | Pledge no 14248/2016. Two more loans from the same bank after the operation has started. | https://web.archive.org/web/20180112071602/http://www.mre.gov.rs/doc/registar171218.html http://www.vranje.org.rs/vest.php?id=5927&oblast=info http://www.apr.gov.rs/eng/Registers/Pledges.aspx
RS | Serbia | Djordjine | Bistricna |  | Vlasotince | Greenfield |  |  |  |  | 0.32 |  | 1400 | Vlasina Eco Energy doo Beograd | Lidija Zaric 50%, Sasa Zaric 50% | Serbia |  | private | [5 empty] | operational<5 | 2016 | [15 empty] | Not identified |  | https://web.archive.org/web/20180112071602/http://www.mre.gov.rs/doc/registar171218.html
RS | Serbia | Prodanca | Bistricna |  | Vlasotince | Greenfield |  |  |  |  | 0.175 |  | 835.9 | Vlasina Eco Energy doo Beograd | Lidija Zaric 50%, Sasa Zaric 50% | Serbia |  | private | [5 empty] | operational<5 | 2017 | [15 empty] | Not identified |  | https://web.archive.org/web/20180112071602/http://www.mre.gov.rs/doc/registar171218.html
RS | Serbia | Przinci | Korbevacka |  | Vranje | Greenfield |  |  |  |  | 0.35 |  | 1996 | Green Energy - Przinci | EKSPORT-IMPORT CREDO DOO | Serbia |  | private | [5 empty] | operational<5 | 2016 | [9 empty] | Unicredit | Invested | 0.75 |  |  |  | Yes | Loan of 18.000.000,00 RSD (149,723 EUR) and 600.000,00 EUR Pledge no 13005/2015 | https://web.archive.org/web/20180112071602/http://www.mre.gov.rs/doc/registar171218.html http://www.apr.gov.rs/eng/Registers/Pledges.aspx http://ec.europa.eu/budget/contracts_grants/info_contracts/inforeuro/index_en.cfm
RS | Serbia | Duavica | Korbevacka |  | Vranje | Greenfield | [7 empty] | GREEN ENERGY-DUAVICA DOO |  |  |  | private | [5 empty] | planned | N/A | [9 empty] | Unicredit | Invested | 0.7 |  |  |  | Yes | Pledge no 6856/2017. Contract on the long term loan no .RL 0080/17 from the EIB Apex loan. This also corresponds to the information recieved from the EIB that in 2016 a loans was extended to a plant below 1 MW via the Serbian branch of Unicredit bank. To avoid double accounting we are listing all the EIB's interemediated loans extended after 2015 separately. | http://www.apr.gov.rs/eng/Registers/Pledges.aspx http://www.urbanizamvr.rs/pdf/prostorni_plan/Tekst.pdf Correspondence with the EIB 13 December 2017
RS | Serbia | Jelimirovci | Vrla |  | Surdulica/Topli Do | Greenfield |  |  |  |  | 0.23 |  | 1353 | MOJA STARA VODENICA DOO ČAČAK |  | Serbia |  | private | 3 |  |  |  |  | operational<5 | 2016 | [15 empty] | Not identified |  | https://web.archive.org/web/20180112071602/http://www.mre.gov.rs/doc/registar171218.html
RS | Serbia | Seoce | Gračanica |  | Prijepolje/Miljevići | Greenfield |  |  |  |  | 0.48 |  |  | 15 AVGUST DOO |  | Serbia |  | private | [5 empty] | operational<5 | 2016 | [15 empty] | Not identified |  | https://web.archive.org/web/20180112071602/http://www.mre.gov.rs/doc/registar171218.html
RS | Serbia | Rakita | Rakitska |  | Babušnica/Rakita | Greenfield | [5 empty] | 0.32 |  | Mala hidroelektrana Rakita doo | Goran Belic 100% | Serbia |  | private | 2 |  |  |  |  | under construction | N/A | [15 empty] | Not identified | Unicredit extended 0.5 mil EUR loan after the operation has started. | https://web.archive.org/web/20180112071602/http://www.mre.gov.rs/doc/registar171218.html
RS | Serbia | Zvonce | Rakitska |  | Babušnica/Rakita | Greenfield | Powerhouse: 42.92957, 22.57684 Intake: 42.913639, 22.562647 |  |  |  |  | 0.36 |  | Mala hidroelektrana Zvonce doo | Goran Belic 100% | Serbia |  | private | 2 |  |  |  |  | under construction | N/A | [9 empty] | Unicredit | Invested | 1.012 |  |  |  | Yes | The loan secured under number pledge no 10545/2017. OTP Bank has issued a guarantee in the amount of 2 percent of the total investment. Conflict between the investor and the local community. | http://rs.n1info.com/a316794/Vesti/Vesti/Mestani-sela-Rakita-brane-lokalni-put-i-reku-od-investitora.html http://www.apr.gov.rs/eng/Registers/Pledges.aspx http://www.babusnica.rs/images/objedinjena/LU%20MHE%20Zvonce.pdf
RS | Serbia | Izberovici | Crna reka |  | Tutin/Ribarice | Greenfield |  |  |  |  | 0.291 |  |  | MM HIDRO ENERGY - BLACK | Natural persons | Germany/Serbia |  | private | [5 empty] | operational<5 | 2016 | [15 empty] | Not identified |  | https://web.archive.org/web/20180112071602/http://www.mre.gov.rs/doc/registar171218.html
RS | Serbia | Bistar | Jarensicka |  | Bosilegrad/Bistar | Greenfield |  |  |  |  | 0.315 |  | 1805 | SPRING ENERGY JEDAN BISTAR DOO BOSILEGRAD | SOUTH ENERGY D.O.O. VRANJE 100% | Serbia |  | private | [5 empty] | operational<5 | 2015 | [9 empty] | Erste & Steiermaerkische Bank | Invested | 1 |  |  |  | Yes | Pledge no 8376/2014 | https://web.archive.org/web/20180112071602/http://www.mre.gov.rs/doc/registar171218.html
RS | Serbia | Dubak | Lesnicka |  | Trgoviste/Djerekarce | Greenfield |  |  |  |  | 0.61 |  | 3103 | FANTASTIC ENERGY TWO DOO |  |  |  | private | [5 empty] | operational<5 | 2015 | [9 empty] | Erste & Steiermaerkische Bank | Invested | 1.3 |  |  |  | Yes | Pledge no 18472/2013. Another loan of 1.620.000,00 EUR by Erste Bank extended after the operation has started. | https://web.archive.org/web/20180112071602/http://www.mre.gov.rs/doc/registar171218.html
RS | Serbia | Vica | Toplica |  | Prokuplje | Greenfield |  |  |  |  | 0.16 |  | 993 | PRIVREDNO DRUŠTVO CAN-ELECTRO DOO |  |  |  | private | [5 empty] | operational<5 | 2015 | [9 empty] | Unicredit | Invested | 0.46 |  |  |  | Yes | 295.000,00 EUR; 5.200.000,00 RSD; 809.000,00 RSD; 69.000,00 EUR; 46.400,00 EUR from Unicredit Bank registered under pledge no 18780/2014. Another loan taken in 2016. | https://web.archive.org/web/20180112071602/http://www.mre.gov.rs/doc/registar171218.html http://www.apr.gov.rs/eng/Registers/Pledges.aspx
RS | Serbia | Skacak Ples | Rasina |  | Aleksandrovac/Ples | Greenfield |  |  |  |  | 0.375 |  | 1771 | GREEN POWER DOO BRUS |  | Serbia; Switzerland |  | private | [5 empty] | operational<5 | 2015 | [15 empty] | Not identified |  | The registry of producers receiving feed-in tariffs https://web.archive.org/web/20180112071602/http://www.mre.gov.rs/doc/registar171218.html
RS | Serbia | Knezevici | Josanica |  | Aleksandrovac/Jelakci | Greenfield |  |  |  |  | 0.577 |  | 1542 | ENERGORAMA DOO BEOGRAD |  | Serbia |  | private | [5 empty] | operational<5 | 2015 | [9 empty] | Erste & Steiermaerkische Bank | Invested | 0.56 |  |  |  | Yes | Pledge no 19686/2013. | https://web.archive.org/web/20180112071602/http://www.mre.gov.rs/doc/registar171218.html
RS | Serbia | Padina | Crna reka |  | Trgoviste/Radovnica | Greenfield |  |  |  |  | 0.341 |  | 1364 | BEST ENERGY-TRI 2010 DOO TRGOVIŠTE | OBELISK ELEKTRO I doo | Serbia | Gradina doo Beograd 10%, Nino Djurdjevic 90% | private | [5 empty] | operational<5 | 2015 | [15 empty] | Not identified |  | https://web.archive.org/web/20180112071602/http://www.mre.gov.rs/doc/registar171218.html
RS | Serbia | Saince | Kocurica |  | Saince; Trgoviste | Greenfield |  |  |  |  | 0.251 |  | 1004 | BEST ENERGY-ČETIRI 2010 DOO TRGOVIŠTE | OBELISK ELEKTRO I doo | Serbia | Gradina doo Beograd 10%, Nino Djurdjevic 90% | private | [5 empty] | operational<5 | 2015 | [15 empty] | Not identified |  | https://web.archive.org/web/20180112071602/http://www.mre.gov.rs/doc/registar171218.html
RS | Serbia | Vladici 1 | Josanica |  | Rakovac; Raska | Greenfield |  |  |  |  | 0.946 |  | 3900 | VLADIĆI 1 NOVA, BEOGRAD |  | Serbia |  | private | [5 empty] | operational<5 | 2015 | [9 empty] | Erste & Steiermaerkische Bank | Invested | 1.3 |  |  |  | Yes | Pledge no 20559/2013. Another loan extended after operations started, also by Erste Bank. | https://web.archive.org/web/20180112071602/http://www.mre.gov.rs/doc/registar171218.html
RS | Serbia | Samokovo | Gobeljska reka |  | Raska | Greenfield | Powerhouse: 43.372150, 20.811640 Intake: 43.359556, 20.820181 | NP Kopaonik | National park Proposed Emerald site | Inside | 0.32 |  |  | MAGAL ELEKTRIK BEOGRAD doo | LM HYDRO ECO d.o.o. | Serbia | Veljko Peric 100% | private | [5 empty] | operational<5 | 2015 | [9 empty] | Erste & Steiermaerkische Bank | Invested | 0.56 |  |  |  | Yes | Pledge no 12380/2014; Intake located in the NP Kopaonik. | https://web.archive.org/web/20180112071602/http://www.mre.gov.rs/doc/registar171218.html http://www.apr.gov.rs/eng/Registers/Pledges.aspx
RS | Serbia | Zupanj | Josanica |  | Josanicka banja; Raska | Greenfield |  |  |  |  | 0.999 |  | 3600 | Privredno društvo ŽUPANJ doo | ECO GLOTEC d.o.o. 100% | Serbia, Switzerland | GLOTEC INTERNATIONAL AG 70% | private | [5 empty] | operational<5 | 2015 | [9 empty] | Erste & Steiermaerkische Bank | Invested | 1.47 |  |  |  | Yes | Pledge no 2568/2014 | https://web.archive.org/web/20180112071602/http://www.mre.gov.rs/doc/registar171218.html http://www.apr.gov.rs/eng/Registers/Pledges.aspx
RS | Serbia | Darkovce | Darkovacka |  | Darkovce; Crna Trava | Greenfield |  |  |  |  | 0.186 |  | 602.6 | PD GRAĐEVINA-VISOKOGRADNjA I PROIZVODNjA ELEKTRIČNE ENERGIJE d.o.o. Darkovce |  | Serbia |  | private | [5 empty] | operational<5 | 2015 | [9 empty] | Erste & Steiermaerkische Bank | Invested | 0.25 |  |  |  | Yes | Pledge no 14194/2013 | https://web.archive.org/web/20180112071602/http://www.mre.gov.rs/doc/registar171218.html
RS | Serbia | Porecje | Zelenicki potok |  | Novo Selo, Leskovac | Greenfield | Powerhouse: 42.88016, 22.17393 |  |  |  | 1.26 |  | 5615 | POWER-B.N.M. LESKOVAC, KUMAREVO |  | Serbia |  | private | [5 empty] | operational<5 | 2014 | [9 empty] | Erste & Steiermaerkische Bank | Invested | 1.72 |  |  |  | Yes | Downstream from Laniste. In the Approval of the EIA for Laniste, the Ministry has ordered that the company needs to repair damage in the river bed caused by construction of Porecje hydroplant Pledge no 10990/2013. | https://www.energetskiportal.rs/privodi-se-kraju-izgradnja-mhe-porecje-u-slivu-juzne-morave-kod-leskovca/ http://www.vpcuprija.com/index.php/projekti/mhe-porecje
RS | Serbia | Radosice | Radosicka |  | Raska | Greenfield |  |  |  |  | 0.16 |  | 650 | Hidroenergija Raska | Radoje Radojkovic 100% | Serbia |  | private | [5 empty] | operational<5 | 2014 | [9 empty] | Banca Intesa | Invested | 0.07 |  |  |  | Yes | 25.000,00 EUR + 45.000,00 EUR. registered under Pledge no 20681/2013 | https://web.archive.org/web/20180112071602/http://www.mre.gov.rs/doc/registar171218.html http://www.apr.gov.rs/eng/Registers/Pledges.aspx
RS | Serbia | Dzep |  |  | Dzepska | Greenfield |  |  |  |  | 0.89 |  | 4900 | DOO NATIONAL ELECTRIC COMPANY | NOVA UNIVERSAL TECHNOLOGIES PTE. LTD | Singapore |  | private | [5 empty] | operational<5 | 2014 | [15 empty] | Not identified | Sberbank extended a 3 mil EUR loan after the operation has started. The company is connected to another company TRI doo that was allegedly involved in illegal surveilance scandal. | https://web.archive.org/web/20180112071602/http://www.mre.gov.rs/doc/registar171218.html
RS | Serbia | Vodenica | Smalucka |  | Tutin | Greenfield |  |  |  |  | 0.15 |  | 750 | ŠEMSUDIN ZEKOVIĆ PREDUZETNIK, RADNJA ZA PROIZVODNJU HIDROELEKTRIČNE ENERGIJE M.H.E. VODENICE TUTIN |  | Serbia |  | private | [5 empty] | operational<5 | 2014 | [15 empty] | Not identified |  | http://www.rts.rs/page/stories/ci/story/5/ekonomija/1468923/tutin-pustena-u-rad-mala-hidroelektrana.html http://www.novosti.rs/vesti/naslovna/hronika/aktuelno.291.html:547068-%D0%9F%D0%B0%D0%BB%D0%B0-%D0%BA%D1%80%D0%B2-%D0%B7%D0%B1%D0%BE%D0%B3-%D0%BF%D1%80%D0%B5%D0%BE%D1%80%D0%B0%D0%BD%D0%BE%D0%B3-%D0%BF%D1%83%D1%82%D0%B0
RS | Serbia | Kaludra | Savosnica |  | Kraljevo | Greenfield |  |  |  |  | 0.68 |  | 2700 | STUDENICAELEKTRO doo, | Dejan Kanjevac100% |  |  | private | [5 empty] | operational<5 | 2014 | [15 empty] | Not identified | The plant assets most probably used for taking a loan for building Jelici. | https://web.archive.org/web/20180112071602/http://www.mre.gov.rs/doc/registar171218.html
RS | Serbia | Belci |  |  | Biljanovac; Raška | Greenfield |  |  |  |  | 1.22 |  | 4721 | ENERGO RAS DOO KRALJEVO | Union Energy d.o.o. Beograd-Stari Grad | Serbia |  | private | [5 empty] | operational<5 | 2014 | [15 empty] | Not identified | Erste Bank has extended a 2 mil EUR loan secured by assets of Belci project. Pledge no 11717/2015. | https://web.archive.org/web/20180112071602/http://www.mre.gov.rs/doc/registar171218.html
RS | Serbia | Gradiste | Brankovacka |  | Bosilegrad | Greenfield |  |  |  |  | 0.7 |  | 2605 | Pure Energy doo | TWINFIN HOLDINGS LIMITED 33.33%, LEIN d.o.o. Banja Luka 66.67 % | Cyprus, Bosnia and Herzegovina | Ljubisa Buha Cume (allegation) | private | [5 empty] | operational<5 | 2014 | [15 empty] | Not identified | According to journalist investigation, LEIN doo is owned by the Serbian criminal Ljubisa Buha Cume | https://web.archive.org/web/20180112071602/http://www.mre.gov.rs/doc/registar171218.html http://www.capital.ba/ljubisa-buha-cume-preuzeo-rudnik-boksita-srebrenica/
RS | Serbia | Ljuti do | Bozicka |  | Surdulica i Bosilegrad | Greenfield |  |  |  |  | 0.63 |  | 2400 | DOO NATIONAL ELECTRIC COMPANY | NOVA UNIVERSAL TECHNOLOGIES PTE. LTD | Singapore |  | private | [5 empty] | operational<5 | 2014 | [15 empty] | Not identified | See Dzep. | https://web.archive.org/web/20180112071602/http://www.mre.gov.rs/doc/registar171218.html
RS | Serbia | Mokra Gora | Beli Rzav |  | Uzice | Greenfield |  |  |  |  | 0.104 |  |  | LOTIKA DOO MOKRA GORA | Emir Kusturica | Serbia |  | private | [5 empty] | operational<5 | 2014 | [15 empty] | Not identified |  | https://web.archive.org/web/20180112071602/http://www.mre.gov.rs/doc/registar171218.html
RS | Serbia | Bare | Vlasina |  | Gornje Gare, Crna Trava | Greenfield |  |  |  |  | 1.162 |  |  | MHE Bare Vlasotince | ROSEWALK LIMITED 100% | Cyprus |  | private | [5 empty] | operational<5 | 2014 |  |  |  |  | RS-MDB | European Bank for Reconstruction and Development (EBRD) | Invested | financial intermediary | 2 | Unicredit | Invested |  |  |  |  | Yes | The project managment company Eco Global claims that it had comissioned Bare and Krstici plants " for TEK Energy with the ‘turn-key’ model". TEK energy promotes Dosici plant and it might be behind the Rosewalk Limited registered in Cyprus. Investment line R 2667/11. | https://web.archive.org/web/20180112071602/http://www.mre.gov.rs/doc/registar171218.html http://www.apr.gov.rs/eng/Registers/Pledges.aspx https://ecoglobal.co.rs/en/eco-global-years/ Correspondence with the EBRD 6 February 2017
RS | Serbia | Jabukovik | Gradska |  | Darkovce, Crna Trava | Greenfield |  |  |  |  | 1.52 |  | 4621 | MHE Jabukovik doo | Dragan Klisura 16 %, ECO ENERGO GROUP DOO 20%, ROAMING ELECTRONICS DOO 48 %, Nenad Mihajlovic 16% | Serbia |  | private | [5 empty] | operational<5 | 2013 | [9 empty] | Erste & Steiermaerkische Bank | Invested | 1.7 |  |  |  | Yes | Pledge no 17857/2012. | https://mojabg.tv/energetski-tajkun-vucicev-kum-je-vlasnik-sedam-hidroelektrana/ https://web.archive.org/web/20180112071602/http://www.mre.gov.rs/doc/registar171218.html http://www.apr.gov.rs/eng/Registers/Pledges.aspx http://www.eeg.co.rs/mheJabukovik.php
RS | Serbia | Prisoje | Tripusnica |  | Trgoviste | Greenfield |  |  |  |  | 0.91 |  | 4500 | GHP - GREEN HIDRO POWER - JEDAN 2010 DOO | Best Energy Group-2009 Doo 20%, Credo Doo 80% | Serbia |  | private | [5 empty] | operational<5 | 2013 |  |  |  |  | RS-MDB | European Bank for Reconstruction and Development (EBRD) | Invested | financial intermediary | 1.7 | Unicredit | Invested | 1.494 |  |  |  | Yes | 1.700.000,00 EUR and 1.494.505,37 EUR. under pledge no 10074/2012. | https://web.archive.org/web/20180112071602/http://www.mre.gov.rs/doc/registar171218.html Correspondence with the EBRD 6 February 2017
RS | Serbia | Krstici | Vlasina |  | Crna Trava | Greenfield |  |  |  |  | 0.7 |  |  | PD MHE Krstici doo Vlasotince | ROSEWALK LIMITED 100% | Cyprus |  | private | [5 empty] | operational<5 | 2013 |  |  |  |  | RS-MDB | European Bank for Reconstruction and Development (EBRD) | Invested | financial intermediary | 1.4982 | Unicredit | Invested |  |  |  |  | Yes | The project managment company Eco Global claims that it had comissioned Bare and Krstici plants " for TEK Energy with the ‘turn-key’ model". TEK energy owns Dosici plant and it might be behind the Rosewalk Limited registered in Cyprus. Investment line R 2655/11. | https://web.archive.org/web/20180112071602/http://www.mre.gov.rs/doc/registar171218.html Correspondence with the EBRD 6 February 2017
RS | Serbia | Devici | Brusnicka |  | Ivanjica | Greenfield |  | PP Golija | Proposed Emerald site | Inside | 0.1 |  | 25 | MHE Pantović doo |  | Serbia |  | private | [5 empty] | operational<5 | 2013 | [15 empty] | Not identified |  | https://web.archive.org/web/20180112071602/http://www.mre.gov.rs/doc/registar171218.html
RS | Serbia | Gramada | Crnovrska reka |  | Knjazevac | Greenfield |  | PP Stara Planina | Nominated Emerald site | Inside | 0.474 |  | 1851 | PIONIR ENERGY DOO |  | Serbia |  | private | [5 empty] | operational 5-10 | 2012 |  |  |  |  | RS-MDB | European Bank for Reconstruction and Development (EBRD) | Invested | financial intermediary | 0.55 | Societe Generale | Invested |  |  |  |  | Yes |  | https://web.archive.org/web/20180112071602/http://www.mre.gov.rs/doc/registar171218.html Correspondence with the EBRD 6 February 2017
RS | Serbia | Procovci 2 | Tripusnica |  | Trgoviste | Greenfield |  |  |  |  | 0.51 |  | 3738 | BEST ENERGY - DVA 2010 d.o.o | BEST ENERGY GROUP-2009 DOO 25%, CREDO DOO 75% |  |  | private | 2? |  |  |  |  | operational<5 | 2013 |  |  |  |  | RS-MDB | European Bank for Reconstruction and Development (EBRD) | Invested | financial intermediary | 1.3 | Unicredit | Invested | 0.88 |  |  |  | Yes | 1.300.000,00 EUR; 882.142,24 EUR. under plegde no 9996/2012 | https://web.archive.org/web/20180112071602/http://www.mre.gov.rs/doc/registar171218.html Correspondence with the EBRD 6 February 2017
RS | Serbia | Radaljska banja | Radalj |  | Mali Zvornik | Rehabilitation |  |  |  |  | 0.245 |  |  | Drinsko-Limske Hidroelekrane doo |  |  |  | public | [5 empty] | operational>10 | 1998 |  |  |  |  | RS-MDB | European Bank for Reconstruction and Development (EBRD) | Approved | credit | [7 empty] | Yes |  | http://www.ebrd.com/cs/Satellite?c=Content&cid=1395254845601&d=Mobile&pagename=EBRD%2FContent%2FContentLayout
RS | Serbia | Procovci 1 | Tripusnica |  | Trgoviste | Greenfield |  |  |  |  | 0.82 |  |  | BEST ENERGY - JEDAN 2010 d.o.o | BEST ENERGY GROUP-2009 DOO 25%, CREDO DOO 75% |  |  | private | [5 empty] | operational 5-10 | 2012 |  |  |  |  | RS-MDB | European Bank for Reconstruction and Development (EBRD) | Invested | financial intermediary | 1 | Unicredit | Invested | 0.56 |  |  |  | Yes | 1.000.000,00 EUR and 557.147,06 EUR. under pledge no 15121/2011. | https://web.archive.org/web/20180112071602/http://www.mre.gov.rs/doc/registar171218.html Correspondence with the EBRD 6 February 2017
RS | Serbia | Prohor Pcinjski | Pcinja |  | Bujanovac | Greenfield |  |  |  |  | 0.25 |  |  | HIDROISTEL D.O.O. KLENIKE | Goran Petrusic |  |  | private | [5 empty] | operational 5-10 | 2010 | [15 empty] | Not identified | The article claims that the investor is only lending the license to use the HPP from the local church. Halkbank and Piraeus have extended loans to the company, but it is not clear if this is for the purposes connected to HPP operation. | https://www.vranjske.co.rs/2013-02-21/%D0%BF%D0%B0%D1%85%D0%BE%D0%BC%D0%B8%D1%98%D0%B5-%D0%BD%D0%B0-220-%D1%83-%D0%B2%D0%BE%D0%BB%D1%82%D0%B8%D0%BC%D0%B0.html
RS | Serbia | Livadje | Darkovacka reka |  | Crna Trava | Greenfield |  |  |  |  | 0.45 |  |  | ECO ENERGO GROUP DOO | See Gornje Gare 1 |  |  | private | [5 empty] | operational 5-10 | 2010 | [15 empty] | Not identified | Pledge no 11412/2010 and Pledge no 11414/2010 used to secure a 5 milion credit from Erste Bank that was used for Gornje Gare and Donje Gare cascade. | https://web.archive.org/web/20180112071602/http://www.mre.gov.rs/doc/registar171218.html http://www.apr.gov.rs/eng/Registers/Pledges.aspx http://www.eeg.co.rs/mheLivadje.php
RS | Serbia | Tegosnica | Vlasina |  | Vlasotince | Greenfield |  |  |  |  | 0.64 |  |  | ECO ENERGO GROUP DOO | See Gornje Gare 1 |  |  | private | [5 empty] | operational 5-10 | 2010 | [15 empty] | Not identified | Pledge no 11412/2010 and Pledge no 11414/2010 used to secure a 5 milion credit from Erste Bank that was used for Gornje Gare and Donje Gare cascade. | https://web.archive.org/web/20180112071602/http://www.mre.gov.rs/doc/registar171218.html http://www.apr.gov.rs/eng/Registers/Pledges.aspx http://www.eeg.co.rs/mheTegosnica.php
RS | Serbia | Kursumlija | Toplica |  | Kursumlija | Greenfield |  |  |  |  | 0.35 | 0.995 |  | HIDROENERGIJA DOO RAŠKA |  |  |  | private | [5 empty] | operational 5-10 | 2010 | [15 empty] | Not identified | It seems that the Topličke elektrane d.o.o. has proposed adding another 1 MW turbine. This can be also marked as rehablitation. | http://hpc.co.rs/
RS | Serbia | Bovan |  |  | Aleksinac | Greenfield |  |  |  |  | 0.25 |  |  | DV Technologies d.o.o |  |  |  | private | [5 empty] | operational 5-10 | 2010 | [15 empty] | Not identified |  | https://web.archive.org/web/20180112071602/http://www.mre.gov.rs/doc/registar171218.html
RS | Serbia | Zanoga | Golema reka | Dunav | Knjazevac | Greenfield | Intake: 43.413523, 22.634555; Powerhouse: 43.410943, 22.619839 | PP Stara Planina | Nominated Emerald site | Inside | 0 | 0.2495 |  | W2O d.o.o. | Vladimir Nikcevic 100% |  |  | private | [5 empty] | planned | N/A | [15 empty] | None | All facilities of MHE "Zanoga" are completely located in the area of ​​the Stara Planina Nature Park and in the III zone of protection. | http://www.w2o.rs/projekti/
RS | Serbia | Papratna | Papratna | Dunav | Knjazevac | Greenfield | Intake: 43.479802, 22.449023; Powerhouse: 43.467978, 22.420038 | PP Stara Planina | Nominated Emerald site | Inside | 0 | 0.2326 |  | W2O d.o.o. | Vladimir Nikcevic 100% |  |  | private | [5 empty] | planned | N/A | [15 empty] | None | The intake and the first 500 m of the pipeline of the HPP "Papratna" are located in the area of ​​the Stara Planina Nature Park and in the III zone of protection. The rest of the pipeline and other facilities of this MHE are located in the II zone of the Stara Planina Nature Park protection. | http://www.w2o.rs/projekti/
RS | Serbia | Drvnik | Aldinacka | Mlava | Aldinac | Greenfield | Intake: 43.532200, 22.428400; Powerhouse: 43.526498, 22.392744 |  |  |  | 0 | 0.545 | 2893.4 | IGIS GREEN DOO | Predrag Armus 100% |  |  | private | [5 empty] | planned | N/A | [15 empty] | None | Locations offered for potetial financiers and investors, with various development phases. See below and the link in the info souce column. | http://www.igisgreen.com/index.php/lokacije/drvnik
RS | Serbia | Zlot | Zlotska | Timok | Zlot | Greenfield | Intake Beljevinska reka: 44.030171, 21.969224; Intake Lazareva reka: 44.028248, 21.968794; Powerhouse: 44.014967, 21.985178 | PP Kucaj-Beljanica SP Lazarev kanjon | Nominated Emeral site; Proposed National Park; Natural monument |  | 0 | 0.415 | 2040 | IGIS GREEN DOO | Predrag Armus 100% |  |  | private | [5 empty] | planned | N/A | [15 empty] | None | See Drvnik | See Drvnik
RS | Serbia | Prevalje | Zlotska | Timok | Prevalje | Greenfield | Intake: 43.987802, 22.006993; Powerhouse: 43.970115, 22.015157 |  |  |  | 0 | 0.334 | 1703.2 | IGIS GREEN DOO | Predrag Armus 100% |  |  | private | [5 empty] | planned | N/A | [15 empty] | None | See Drvnik | See Drvnik
RS | Serbia | Jelasnica 1 (also: Jelasnica) | Jelasnica | Juzna Morava | Jelasnica, Surdulica | Greenfield | Intake: 42.631102, 22.122061 |  |  |  | 0 | 0.3 | 1400 | IGIS GREEN DOO | Predrag Armus 100% |  |  | private | [5 empty] | planned | N/A | [15 empty] | None | See Drvnik | See Drvnik
RS | Serbia | Metovnica | Crni Timok | Timok | Bor | Greenfield | Intake: 43.917282, 22.136421 |  |  |  | 0 | 0.6 | 2700 | IGIS IMAKO DOO BEOGRAD | Miodrag Danco 100% |  |  | private | [5 empty] | planned | N/A | [15 empty] | None | See Drvnik | See Drvnik
RS | Serbia | Baranica | Trgoviski Timok | Timok | Knjazevac | Greenfield | Intake: 43.538399, 22.283452 | SP Baranica | Natural Monument | Inside | 0 | 0.2 | 1000 | IGIS GREEN DOO | Predrag Armus 100% |  |  | private | [5 empty] | planned | N/A | [15 empty] | None | See Drvnik | See Drvnik
RS | Serbia | Gornjak | Mlava | Mlava | Zagubica | Greenfield | Intake: 44.257320, 21.552479; Powerhouse: 44.257260, 21.564752 |  |  |  | 0 | 0.94 | 4230 | IGIS IMAKO DOO BEOGRAD | Miodrag Danco 100% |  |  | private | [5 empty] | planned | N/A | [15 empty] | None | See Drvnik | See Drvnik
RS | Serbia | Mezdreja | Crnovrska | Timok | Knjazevac | Greenfield |  | PP Stara Planina | Nominated Emerald site | Inside |  |  |  | Mezdreja doo | Damir Bajic 100% | Serbia |  | private | [5 empty] | under construction | N/A | [9 empty] | Credit Agricole | Invested | 0.0435 |  |  |  | Yes | Ongoing conflict with affected communities The company got a bank guarantee in the amount of 43500 EUR for acquiring a temporary status of privileged energy producer (feed-in tariff) | https://www.youtube.com/watch?v=XR6iy1dcArU&feature=youtu.be http://mhe.mre.gov.rs/ResenjaOIE/312-01-01064-2017-06.pdf http://www.apr.gov.rs/eng/Registers/Pledges.aspx
RS | Serbia | Ribare | Mlava | Mlava | Zagubica | Greenfield | [7 empty] | SAPA DEX COMPANY DOO |  |  |  | private | [5 empty] | planned | N/A | [15 empty] | None
RS | Serbia | Sumrakovac uzvodno | Zlotska | Timok | Sumrakovac, Boljevac | Greenfield | [5 empty] | 0.128 |  | ENERGO CO. 2015 DOO | Elizabeta Kovac 100% | Serbia |  | private | [5 empty] | planned | N/A | [15 empty] | None |  | http://www.mre.gov.rs/doc/registar_ed180105.htm
RS | Serbia | Stranjevo | Vlasina, Tegosnica i Mala reka | Juzna Morava | Vlasotince | Greenfield | [5 empty] | 0.46 |  | MINE INVEST DOO ARANĐELOVAC |  | Serbia | [7 empty] | planned | N/A | [15 empty] | Not identified | Preliminary water permit notes that it is built on Vlasina, while energy permit claims that it is to be built on Tegosnica and Mala reka | http://www.mre.gov.rs/doc/registar_ed180105.htm
RS | Serbia | Bela Palanka | Nisava | Juzna Morava | Bela Palanka | Greenfield | [5 empty] | 1.62 |  | CONAL ENERGY DOO Kladovo | CONAL GROUP, KLADOVO | Serbia | Ljubisav Celenkovic 100% | private | [5 empty] | planned | N/A | [15 empty] | None |  | http://www.mre.gov.rs/doc/registar_ed180105.htm
RS | Serbia | Dolac | Nisava | Juzna Morava | Bela Palanka | Greenfield | [5 empty] | 0.25 |  | DRAGAN KRSTIĆ PR, SPR JAZ BELA PALANKA |  | Serbia |  | private | [5 empty] | planned | N/A | [15 empty] | None |  | http://www.mre.gov.rs/doc/registar_ed180105.htm
RS | Serbia | Zaskovci | Zivadinov dol | Juzna Morava | Pirot | Greenfield |  | PP Stara Planina | Nominated Emerald site PBA IBA | Inside |  | 0.2 |  | POSEIDON ENERGY DOO |  | Serbia |  | private | [5 empty] | planned | N/A | [15 empty] | Not identified |  | http://www.eko.minpolj.gov.rs/resenje-kojim-se-odlucuje-da-nije-potrebna-procena-uticaja-na-zivotnu-sredinu-za-projekat-izgradnje-mini-hidroelektrane-zaskovci-na-zivadinovom-dolu/?lang=lat http://www.eko.minpolj.gov.rs/wp-content/uploads/procena_uticaja/dopis_za_resenje_o_nemanju_potrebe_zaskovci.pdf
RS | Serbia | Godecevo | Rogacica | Drina | Kosjeric | Greenfield | [5 empty] | 0.435 |  | CREDO INVEST DOO | CREDO agency s.r.o. 100% | Slovakia | Martin Dobrota 50%, Lukáš Dobrota 50% | private | [5 empty] | planned | N/A | [15 empty] | None |  | http://www.mre.gov.rs/doc/registar_ed180105.htm
RS | Serbia | Crveni breg | Nisava | Juzna Morava | Bela Palanka | Greenfield |  | PP Sicevacka klisura | Nominated Emerald site | Outside |  |  |  | MAMS ENERGIJA doo | [9 empty] | planned | N/A | [15 empty] | None |  | http://www.mre.gov.rs/doc/registar_ed180105.htm
RS | Serbia | Kunara | Brezanska | Zapadna Morava | Kraljevo | Greenfield | Intake: 43.568320, 20.635790 | Goc-Gvozdac | Special Reservate of Nature | Outside |  | 1.524 |  | KUNARA DOO | BELA GLAVA d.o.o. 25%, KOP ENERGY d.o.o 50%, KDS - M DOO 25% |  |  | private | [5 empty] | under construction | N/A | [9 empty] | Erste & Steiermaerkische Bank | Invested | 3.98 |  |  |  | Yes | 1.850.000,00 EUR (Pledge no4548/2016) and 2.130.000,00 EUR (Pledge no 10892/2017); Brezanska river runs through a Special Nature Reserve and the intake is on the very border of the area. | http://www.mre.gov.rs/doc/registar_ed180105.htm http://mhe.mre.gov.rs/ResenjaOIE/312-01-00971-2017-06.pdf http://www.apr.gov.rs/eng/Registers/Pledges.aspx
RS | Serbia | Kosmaj | Cemernica | Zapadna Morava | Cacak | Greenfield | [5 empty] | 0.223 |  | RM VODOSKOK DOO | Milic Milosavljevic 50%, Radeta Radojevic 50% | Serbia |  | private | [5 empty] | planned | N/A | [15 empty] | Not identified |  | http://www.cacak.org.rs/userfiles/files/Urbanizam/Tekst_MHE_Kosmaj.pdf
RS | Serbia | Timok 1 | Timok | Timok | Zajecar | Greenfield | [5 empty] | 1.36 |  | NATIONAL ELECTRIC POWER COMPANY PET DOO SURDULICA | NOVA UNIVERSAL TECHNOLOGIES PTE. LTD | Singapore |  | private | [5 empty] | planned | N/A | [15 empty] | None |  | http://www.mre.gov.rs/doc/registar_ed180105.htm
RS | Serbia | Timok 2 | Timok | Timok | Zajecar | Greenfield | [5 empty] | 1.44 |  | NATIONAL ELECTRIC POWER COMPANY CETIRI DOO | NOVA UNIVERSAL TECHNOLOGIES PTE. LTD | Singapore |  | private | [5 empty] | planned | N/A | [15 empty] | None |  | http://www.mre.gov.rs/doc/registar_ed180105.htm
RS | Serbia | Timok 3 | Timok | Timok | Zajecar | Greenfield | [5 empty] | 1.42 |  | NATIONAL ELECTRIC POWER COMPANY TRI DOO SURDULICA | NOVA UNIVERSAL TECHNOLOGIES PTE. LTD | Singapore |  | private | [5 empty] | planned | N/A | [15 empty] | None |  | http://www.mre.gov.rs/doc/registar_ed180105.htm
RS | Serbia | Ornice | Musuljska reka |  | Bosilegrad | Greenfield | [5 empty] | 0.397 |  |  | Predrag Trajkov |  |  | private | [5 empty] | planned | N/A | [15 empty] | None |  | http://www.mre.gov.rs/doc/registar_ed180105.htm
RS | Serbia | Bozikovac 1 | Boranjska reka | Drina | Mali Zvornik | Greenfield | [5 empty] | 0.191 |  | MHE BOZIKOVAC 1 DOO | Snezana Markovic 40%, Ivana Maric 40%, Slobodan Petrovic 20% | Serbia |  | private | [5 empty] | planned | N/A | [15 empty] | None |  | http://www.mre.gov.rs/doc/registar_ed180105.htm
RS | Serbia | Studenica S-7 | Studenica | Zapadna Morava | Kraljevo | Greenfield | [5 empty] | 0.158 |  | ELEKTROUSCE DOO | Veroljub Kundovic 100% | Serbia |  | private | [5 empty] | planned | N/A | [15 empty] | None |  | http://www.mre.gov.rs/doc/registar_ed180105.htm
RS | Serbia | Ravno Bucje | Ravnobucka i Janjska | Timok | Knjazevac | Greenfield | [5 empty] | 0.41 |  | KOSTIC INZENJERING DOO |  | Serbia |  | private | [5 empty] | planned | N/A | [15 empty] | None |  | http://www.mre.gov.rs/doc/registar_ed180105.htm
RS | Serbia | Planska | Josanicka | Zapadna Morava | Raska | Greenfield | [5 empty] | 1.552 |  | ZP-DREN DOO | SK HIDROSTAR d.o.o. 66.67%, BK - URBING DOO 33.33% | Serbia |  | private | [5 empty] | under construction | N/A | [9 empty] | Erste & Steiermaerkische Bank | Invested | 1.6197 |  |  |  | Yes | Pledge number 5224/2017 | http://www.mre.gov.rs/doc/registar_ed180105.htm
RS | Serbia | Most | Zelebicka | Zapadna Morava | Kraljevo | Greenfield | [5 empty] | 0.469 |  | DOO ELEKTRO-CENTAR MR SISTEM PLUS | Momcilo Raskovic 100% | Serbia |  | private | [5 empty] | planned | N/A | [15 empty] | None |  | http://www.mre.gov.rs/doc/registar_ed180105.htm
RS | Serbia | Djurinci | Vrla | Juzna Morava | Surdulica | Greenfield | [5 empty] | 0.175 |  |  | Djokica Andjelkovic | Serbia |  | private | [5 empty] | planned | N/A | [15 empty] | None |  | http://www.mre.gov.rs/doc/registar_ed180105.htm
RS | Serbia | Mahala | Preslapnska | Juzna Morava | Crna Trava | Greenfield | [5 empty] | 0.31 |  | S&T ENERGY TEAM DOO | ENERGOINVEST D.O.O. 20%, Goran Jovic 20%, Nebojsa Stojanovic 30%, Rade Todorovic 30% | Russia, Serbia |  | private | [5 empty] | planned | N/A | [15 empty] | None |  | http://www.mre.gov.rs/doc/registar_ed180105.htm
RS | Serbia | Voden | Bucka reka | Zapadna Morava | Raska | Greenfield | [5 empty] | 0.214 |  | MHE VODEN DOO | Ljubisa Grujicic 50%, Aleksandar Tomovic 50% | Serbia |  | private | [5 empty] | planned | N/A | [15 empty] | None |  | http://www.mre.gov.rs/doc/registar_ed180105.htm
RS | Serbia | Karaula | Brezanska | Zapadna Morava | Kraljevo | Greenfield | Intake: 43.563154, 20.660290; Powerhouse: 43.570695, 20.645286 | Goc-Gvozdac | Special Reservate of Nature | Inside |  | 0.737 |  | MHE KARAULA doo | Nenad Mihajlovic 100% | Serbia |  | private | [5 empty] | planned | N/A | [15 empty] | Not identified | The plant is in the Special Reservate of Nature, 3rd (the weakest level of protection) | http://www.eko.minpolj.gov.rs/zahtev-za-davanje-saglasnosti-na-studiju-o-proceni-uticaja-na-zivotnu-sredinu-sredinu-projekta-izgradnje-male-hidroelektrane-karaula-na-brezanskoj-reci-gvozdacka-reka-na-katastarskim-parcelama-br/?lang=lat http://www.ekologija.gov.rs/wp-content/uploads/procena_uticaja/Zahtev_Karaula0001.zip http://www.kraljevo.org/cms/mestoZaUploadFajlove/Urbani.%20proj.MHE%20Karaula.zip
RS | Serbia | Razbojna | Rasina | Zapadna Morava | Brus | Greenfield | [5 empty] | 0.16 |  | FLK PETROL DOO BELOLJIN | Zlatko Lazic 50%, Tomislav Lazic 50% | Serbia |  | private | [5 empty] | planned | N/A | [15 empty] | Not identified | Most probably located in PIO Celije. | http://www.brus.rs/dokumenta77356/urbanizam/prostornibrus/tekst/%D0%BD%D0%B0%D1%86%D1%80%D1%82%20%D0%BF%D0%BF%20%D0%BE%D0%BF%D1%88%D1%82%D0%B8%D0%BD%D0%B5%20%D0%B1%D1%80%D1%83%D1%81.pdf
RS | Serbia | Klipic (also HE Zona) | Rasina | Zapadna Morava | Brus | Greenfield | Dam: 43.358130 | PIO Celije | Landscape of exceptional features | Inside |  | 0.114 | 0.455464 | MHE KLIPIC DOO | Nadica Radenkovic 100% | Serbia |  | private | [5 empty] | planned | N/A | [15 empty] | Not identified |  | http://inmedija.net/politika-brus/3014-rani-javni-uvid-povodom-izrade-pdr-za-izgradnju-mhe-u-razbojni-na-reci-rasini http://www.brus.rs/dokumenta77356/obavestenja77356/MHE%20KLIPIC/pdr_mhe_klipi%C4%87-potpisan.pdf
RS | Serbia | Vitus | Planska reka | Zapadna Morava | Raska | Greenfield | [5 empty] | 0.38 |  | Arsenal Hidro doo | Zoran Pecic 100% | Serbia |  | private | [5 empty] | under construction | N/A | [15 empty] | None |  | http://www.mre.gov.rs/doc/registar_ed180105.htm
RS | Serbia | Sipacina | Velika reka | Zapadna Morava | Raska | Greenfield | [5 empty] | 0.25 |  | HIDRO ZUM DOO | Radenko Cvetic 50%, Radoje Radojkovic 50% | Serbia |  | private | [5 empty] | planned | N/A | [15 empty] | None | Radoje Radojkovic is connected to HPP Radosice. | http://www.mre.gov.rs/doc/registar_ed180105.htm
RS | Serbia | Kljunovina | Bistrica | Drina | Nova Varos | Greenfield | [5 empty] | 0.52 |  | VOLTIS DOO | Slavisa Zaric 100 % |  |  | private | [5 empty] | planned | N/A | [15 empty] | None |  | http://www.mre.gov.rs/doc/registar_ed180105.htm
RS | Serbia | Banjica | Juzna Morava | Nisava | Niska Banja | Greenfield | [5 empty] | 1.227 |  | CREDO INVEST DOO | CREDO agency s.r.o. 100% | Slovakia | Martin Dobrota 50%, Lukáš Dobrota 50% | private | [5 empty] | planned | N/A | [15 empty] | None | Potential duplicate with Banjica HPP that is developed by EPS. The exact location was not indetified but it is potentially located in PP Sicevacka klisura (nominated Emerald site) | http://www.mre.gov.rs/doc/registar_ed180105.htm
RS | Serbia | Rovine | Nosnica | Zapadna Morava | Ivanjica | Greenfield | [5 empty] | 0.344 |  | IN ENERGO DOO | Dragoljub Radojevic 33,33%, Radovan Pirivatric 33,33%, Miodrag Zecevic 33,33% | Serbia |  | private | [5 empty] | planned | N/A | [15 empty] | None |  | http://obnovljiviizvorienergije.rs/wp-content/uploads/biblioteka/mini-hidroelektrane/Rovine%20-%20Ivanjica%20-%20Nosnica.pdf
RS | Serbia | Donji Lisnik | Pustinjska reka/ Ratajska reka | Lim | Prijepolje | Greenfield | [5 empty] | 0.3 |  | ENERGY SAVING GROUP DOO | Nikola Nikolic 50%, Slobodan Ruzic 50% | Serbia |  | private | [5 empty] | planned | N/A | [15 empty] | None |  | http://obnovljiviizvorienergije.rs/wp-content/uploads/biblioteka/mini-hidroelektrane/Donji%20Lisnik%20-%20Prijepolje%20-%20Ratajska.pdf
RS | Serbia | Citluk (also: Citluk 108) | Izgara | Juzna Morava | Soko Banja | Greenfield | [5 empty] | 0.12 |  | SLEMEN ELECTRIC DOO | Bojan Radojkovic 100% | Serbia |  | private | [5 empty] | planned | N/A | [15 empty] | None |  | http://www.mre.gov.rs/doc/registar_ed180105.htm
RS | Serbia | Trnavac | Timok | Timok | Zajecar | Greenfield | [5 empty] | 5.7 |  | NELO ENERGY | LENTAL LTD 50%, NEREGELIA TRADING LIMITED 50% | Cyprus |  | private | [5 empty] | planned | N/A | [15 empty] | Not identified | The project promoter is connected to Nelt Co (the same owner and the same address) | http://obnovljiviizvorienergije.rs/wp-content/uploads/biblioteka/mini-hidroelektrane/Trnavac%20-%20Zajecar%20-%20Timok.pdf
RS | Serbia | Grljina | Crnovrska reka | Timok | Knjazevac | Greenfield |  | PP Stara Planina | Nominated Emerald site | Inside |  | 0.512 |  | CREDO INVEST DOO | CREDO agency s.r.o. 100% | Slovakia | Martin Dobrota 50%, Lukáš Dobrota 50% | private | [5 empty] | planned | N/A | [15 empty] | None | The exact location is not clear, but Crnovrska reka is in the PP Stara Planina. | http://www.mre.gov.rs/doc/registar_ed180105.htm
RS | Serbia | Vidnjiste | Vidnjiste | Juzna Morava | Crna Trava | Greenfield | [5 empty] | 0.299 |  | MINI HYDRO INVESTMENTS-PROJECTS doo | Nenad Mihajlovic 100% | Serbia |  | private | [5 empty] | planned | N/A | [15 empty] | Not identified | Bulding permit request denied on the basis of unresolved proprietary issues (July 2017). Connected to MINI HYDRO INVESTMENTS DOO partially owned by ROAMING ELECTRONICS DOO. | http://www.opstinacrnatrava.org.rs/assets/resenje-o-odbijanju-zahteva-za-izdavanje-re%C5%A1enja-o-gradjevinskoj-dozvoli-mhe-vidnji%C5%A1te.pdf
RS | Serbia | Kula | Tolisnica | Zapadna Morava | Kraljevo | Greenfield | [5 empty] | 0.995 |  | MHE KULA DOO | KOP ENERGY d.o.o. 100% | Serbia |  | private | [5 empty] | planned | N/A | [15 empty] | None |  | http://obnovljiviizvorienergije.rs/wp-content/uploads/biblioteka/mini-hidroelektrane/Tolisnica%20-%20Kraljevo%20-%20Ladjevacki%20p.pdf
RS | Serbia | Ljuberadja | Murgovica | Juzna Morava | Babusnica | Greenfield | [5 empty] | 0.34 |  | MINE INVEST DOO | ONIX MINING DOO 100% | Austria, Serbia | Julius Dr. Wagner 80% | private | [5 empty] | planned | N/A | [15 empty] | Not identified |  | http://www.babusnica.rs/images/dokumenti/javni_pozivi/2016/Urbanisticki%20projekat%20MHE%20Ljuberadja.pdf http://www.babusnica.rs/images/objedinjena/2016/Gradjevinska%20dozvola-MHE%20Ljuberadja%20za%20objavljivanje.pdf http://www.babusnica.rs/images/objedinjena/2017/LU%20MHE%20Ljuberadja%20Mine%20Invest%20doo%20Arandjelovac.pdf
RS | Serbia | Garevina-Gradina | Ljubovidja | Drina | Ljubovija | Greenfield | [5 empty] | 0.807 |  | ALBA-ELEKTRO DOO | Andjelka Lazarevic 100% | Serbia |  | private | [5 empty] | planned | N/A | [15 empty] | Not identified |  | https://www.ekapija.com/dokumenti/Elaborat_za_rani_javni_uvid_plana_detaljne_regulacije_mini_hidroelektrane_Garevina_Gradina.pdf
RS | Serbia | Kucane | Raska | Zapadna Morava | Raska | Greenfield | [5 empty] | 0.13 |  | Gojko Drmanac |  | Serbia |  | private | [5 empty] | planned | N/A | [15 empty] | None |  | http://www.mre.gov.rs/doc/registar_ed180105.htm
RS | Serbia | Mioska | Mioska | Lim | Prijepolje | Greenfield | [5 empty] | 0.41 |  | VODOPRIVREDNO PREDUZEĆE ĆUPRIJA AD |  | Serbia |  | private | [5 empty] | planned | N/A | [15 empty] | Not identified | The company was getting loans for general purposes as well for buying equipment but no specific project financing identified. | http://www.vpcuprija.com/images/finansijski.pdf https://www.energetskiportal.rs/privodi-se-kraju-izgradnja-mhe-porecje-u-slivu-juzne-morave-kod-leskovca/
RS | Serbia | Lopatnica 1 | Lopatnica | Zapadna Morava | Kraljevo | Greenfield | [5 empty] | 0.636 |  | TCON doo | Ivan Tojnko 100% | Slovenia | TCON, trgovina in storitve, d.o.o. | private | [5 empty] | planned | N/A | [15 empty] | Not identified | The request for issuing the location requirements was denied in March 2017. | http://79.101.44.220:84/euprava/pluginfile.php/40/mod_folder/content/0/16.03.2017.%D0%97%D0%B0%D0%BA%D1%99%D1%83%D1%87%D0%B0%D0%BA%20%D0%9C%D0%A5%D0%95%20%D0%9B%D0%BE%D0%BF%D0%B0%D1%82%D0%BD%D0%B8%D1%86%D0%B0%201.pdf
RS | Serbia | Maletina | Juzna Morava | Juzna Morava | Cicevac | Greenfield | [5 empty] | 5.196 |  | SISTEMA RINOVA UNO DOO | RENOVA INVEST S.R.L. ROMA 21%, INTERCONSULT S.R.L. 39%, SISTEMA RINOVA DOO 40% | Italy |  | private | [5 empty] | planned | N/A | [15 empty] | None | Potentially flooding the area of the planned railway. | http://www.mgsi.gov.rs/sites/default/files/NACRT%20PPPPN%20Stalac-Djunis.pdf
RS | Serbia | Papradina | Juzna Morava | Juzna Morava | Cicevac | Greenfield | [5 empty] | 5.316 |  | SISTEMA RINOVA UNO DOO | RENOVA INVEST S.R.L. ROMA 21%, INTERCONSULT S.R.L. 39%, SISTEMA RINOVA DOO 40% | Italy |  | private | [5 empty] | planned | N/A | [15 empty] | None |  | http://www.mre.gov.rs/doc/registar_ed180105.htm
RS | Serbia | Lajkovica | Novoselska | Juzna Morava | Vranje | Greenfield | [5 empty] | 0.32 |  | AVG Hydro Power doo |  | Serbia |  | private | [5 empty] | planned | N/A | [15 empty] | None |  | http://obnovljiviizvorienergije.rs/wp-content/uploads/biblioteka/mini-hidroelektrane/Lajkovica%20-%20Surdulica%20-%20Jelasnica%20Novoselska.pdf
RS | Serbia | Braljina | Juzna Morava | Juzna Morava | Cicevac | Greenfield | [5 empty] | 5.17 |  | SISTEMA RINOVA UNO DOO | RENOVA INVEST S.R.L. ROMA 21%, INTERCONSULT S.R.L. 39%, SISTEMA RINOVA DOO 40% | Italy |  | private | [5 empty] | planned | N/A | [15 empty] | None |  | http://www.mre.gov.rs/doc/registar_ed180105.htm
RS | Serbia | Zvonacka banja | Zvonacka reka | Juzna Morava | Babusnica | Greenfield | Powerhouse: 42.930201 22.593822; Intake: 42.931290, 22.579067 | SRP Jerma | Nominated Emerald site Special Nature Reserve | Inside |  | 0.235 |  | Mala hidroelektrana Zvonacka banja doo | Goran Belic 100% | Serbia |  | private | [5 empty] | planned | N/A | [15 empty] | Not identified | Powerhouse is planned on the very limit of the protected area. | http://obnovljiviizvorienergije.rs/wp-content/uploads/biblioteka/mini-hidroelektrane/Zvonacka%20banja%20-%20Babusnica%20-%20Zvonacka.pdf http://www.babusnica.rs/images/objedinjena/2016/Gradjevinska%20dozvola-MHE%20Zvonacka%20Banja%20za%20objavljivanje.pdf
RS | Serbia | Modra stena | Luznica | Juzna Morava | Babusnica | Greenfield | [5 empty] | 0.855 |  |  | Goran Belic | Serbia |  | private | [5 empty] | planned | N/A | [15 empty] | Not identified |  | http://obnovljiviizvorienergije.rs/wp-content/uploads/biblioteka/mini-hidroelektrane/Modra%20Stena%20-%20Babusnica%20-%20Luznica.pdf http://babusnica.rs/images/dokumenti/gradjevinarstvo/UP%20MODRA%20STENA.zip http://www.babusnica.rs/images/objedinjena/2016/Lokacijski%20uslovi%20MHE%20Modra%20stena.pdf
RS | Serbia | Grncar | Luznica | Juzna Morava | Babusnica | Greenfield | [5 empty] | 0.237 |  | Mala hidroelektrana Grncar doo | Goran Belic 100% | Serbia |  | private | [5 empty] | planned | N/A | [15 empty] | Not identified |  | http://obnovljiviizvorienergije.rs/wp-content/uploads/biblioteka/mini-hidroelektrane/Grncar%20-%20Babusnica%20-%20Luznica.pdf http://www.babusnica.rs/images/objedinjena/Resenje_o_gradjevinskoj_dozvoli_MHE_Grncar.pdf
RS | Serbia | Zupanjci | Rudnjacka reka | Zapadna Morava | Kraljevo | Greenfield | [5 empty] | 0.128 |  | TCON doo | Ivan Tojnko 100% | Slovenia | TCON, trgovina in storitve, d.o.o. | private | [5 empty] | planned | N/A | [15 empty] | Not identified | The request for issuing the location requirements was denied in March 2017. | http://obnovljiviizvorienergije.rs/wp-content/uploads/biblioteka/mini-hidroelektrane/Zupanjci%20-%20Kraljevo%20-%20Rudnjacka%20-%20Presinjacki%20p.pdf http://79.101.44.220:84/euprava/pluginfile.php/40/mod_folder/content/0/15.03.2017. MHE ŽUPANJCI - ZAKLJUČAK.pdf
RS | Serbia | Gradina | Kraljska, Dubocica i Toplica | Zapadna Morava | Kraljevo | Greenfield | [5 empty] | 0.176 |  | TCON doo | Ivan Tojnko 100% | Slovenia | TCON, trgovina in storitve, d.o.o. | private | [5 empty] | planned | N/A | [15 empty] | Not identified | The request for issuing the location requirements was denied in March 2017. | http://79.101.44.220:84/euprava/pluginfile.php/40/mod_folder/content/0/15.03.2017. MHE GRADINA - ZAKLJUČAK.pdf
RS | Serbia | Dubocica | Dubocica i Toplica | Zapadna Morava | Kraljevo | Greenfield | [5 empty] | 0.228 |  | TCON doo | Ivan Tojnko 100% | Slovenia | TCON, trgovina in storitve, d.o.o. | private | [5 empty] | planned | N/A | [15 empty] | Not identified | The request for issuing the location requirements was denied in March 2017. | http://79.101.44.220:84/euprava/pluginfile.php/40/mod_folder/content/0/16.03.2017.Закључак МХЕ Дубочица.pdf?forcedownload=1
RS | Serbia | Jaruga | Nera | Dunav | Bela Crkva | Greenfield |  | PIO Karas-Nera | Landscape of exceptional features | Outside |  | 0.16 |  | Hidro Sporea Zivojin doo | Zivojin Sporea 100% | Sweden |  | private | [5 empty] | under construction | N/A | [9 empty] | AIK BANKA a.d. Beograd | Invested | 0.33 |  |  |  | Yes | Pledge no 6736/2017. The location is not clear and might impact on PIO Karas-Nera. | https://bcnovosti.blogspot.co.at/2016/09/u-novebru-krece-sa-radom-prva-mini.html http://belacrkva.rs/wp-content/uploads/2015/06/351-47-2015-05.pdf http://belacrkva.rs/wp-content/uploads/2016/01/00-Izvod-iz-PPO-Bela-Crkva-Model.pdf
RS | Serbia | Sokolovac | Novoselska reka | Juzna Morava | Surdulica | Greenfield | [5 empty] | 1.204 |  | HIDRO ENERGY MHE SOKOLOVAC DOO | Danijel Vuckovic 100% | Serbia |  | private | [5 empty] | planned | N/A | [15 empty] | None | The previous sponsor company, that was owned by the state utility EPS is now defunct. The new sponsor has requested water reqirements. Not clear what is the status of the project. | http://obnovljiviizvorienergije.rs/wp-content/uploads/biblioteka/mini-hidroelektrane/Sokolovac%20-%20Surdulica%20-%20Jelasnica.pdf
RS | Serbia | Paklestica | Visocica | Juzna Morava | Pirot | Greenfield | Powerhouse: 43.199244, 22.749147 | PP Stara Planina | Nominated Emerald site IBA MBA | Inside |  | 2.5 |  | PIRAK HYDRO doo | LM HYDRO ECO d.o.o. | Serbia | Veljko Peric 100% | private | [5 empty] | planned | N/A | [15 empty] | Not identified |  | http://www.ekologija.gov.rs/resenje-o-davanju-saglasnosti-na-studiju-o-proceni-uticaja-na-zivotnu-sredinu-projekta-izgradnje-male-hidroelektrane-mhe-paklestica-na-reci-visocici/?lang=lat http://www.eko.minpolj.gov.rs/wp-content/uploads/procena_uticaja/Paklestica_obim_i_sadrzaj.pdf
RS | Serbia | Laniste | Rupska reka | Juzna Morava | Vlasotince | Greenfield | Powerhouse: 42.91512, 22.15446 |  |  |  |  | 2.6 |  | POWER-B.N.M. LESKOVAC, KUMAREVO | Branislav Pesic 100% | Serbia |  | private | [5 empty] | under construction | N/A | [9 empty] | Erste & Steiermaerkische Bank | Invested | 3.225 |  |  |  | Yes | Potential conflict with water rights of the locals. Works visible on Google Maps. Pledge no 19187/2016 | http://www.ekologija.gov.rs/wp-content/uploads/procena_uticaja/Oglas_resenja_za_studiju_laniste.pdf http://www.ekologija.gov.rs/zahtev-za-odlucivanje-o-potrebi-procene-uticaja-na-zivotnu-sredinu-projekta-mhe-laniste-sa-izgradnjom-pregrade-tirolskog-vodozahvata-na-rupskoj-reci/ https://novinardkocic.wordpress.com/2016/05/28/udruzenje-gradana-rupska-reka-grdelica-zasto-je-otkupljen-ceo-tiraz-nove-nase-reci/
RS | Serbia | Devici 1 | Studenica | Zapadna Morava | Ivanjica | Greenfield | Intake: 43.393083, 20.388435; Powerhouse: 43.420538, 20.380033 | PP Golija | Natural Park Nominated Emerald site UNESCO Bioshpere Reserve IPA IBA PBA | Inside |  | 0.625 |  | Hydro Energy Braduljica doo | Dragoljub Konstantinovic 50% Radisav Glavinic 50% | Serbia |  | private | [5 empty] | planned | N/A | [15 empty] | Not identified |  | http://www.mgsi.gov.rs/sites/default/files/HYDRO%20ENERGY%20DOO%20BRADULJICA%20BR.%20PR.%20350-01-00067_2015-14.pdf http://www.ekologija.gov.rs/wp-content/uploads/procena_uticaja/MHE_DEVICI_Oglas_dec.pdf https://balkangreenenergynews.com/environmental-impact-assessment-studies-for-two-shpps/
RS | Serbia | Zuta stena | Nisava | Juzna Morava | Bela Palanka | Greenfield | [5 empty] | 2.2 |  | LUKA ENERGY DOO | LM HYDRO ECO d.o.o. | Serbia | Veljko Peric 100% | private | [5 empty] | planned | N/A | [15 empty] | None |  | http://www.lmhydroeco.com/mhe-zuta-stena/
RS | Serbia | Vitanovac | Zapadna Morava | Velika Morava | Trstenik | Greenfield | [5 empty] | 10.88 |  | SISTEMA RINOVA UNO DOO | RENOVA INVEST S.R.L. ROMA 21%, INTERCONSULT S.R.L. 39%, SISTEMA RINOVA DOO 40% | Italy |  | private | [5 empty] | planned | N/A | [15 empty] | None |  | http://www.mre.gov.rs/doc/registar_ed180105.htm
RS | Serbia | Stubal | Zapadna Morava | Velika Morava | Trstenik | Greenfield | [5 empty] | 11.22 |  | SISTEMA RINOVA UNO DOO | RENOVA INVEST S.R.L. ROMA 21%, INTERCONSULT S.R.L. 39%, SISTEMA RINOVA DOO 40% | Italy |  | private | [5 empty] | planned | N/A | [15 empty] | None |  | http://www.mre.gov.rs/doc/registar_ed180105.htm
RS | Serbia | Trstenik | Zapadna Morava | Velika Morava | Trstenik | Greenfield | [5 empty] | 11.27 |  | SISTEMA RINOVA UNO DOO | RENOVA INVEST S.R.L. ROMA 21%, INTERCONSULT S.R.L. 39%, SISTEMA RINOVA DOO 40% | Italy |  | private | [5 empty] | planned | N/A | [15 empty] | None |  | http://www.mre.gov.rs/doc/registar_ed180105.htm
RS | Serbia | Medvedja | Zapadna Morava | Velika Morava | Trstenik | Greenfield | [5 empty] | 10.68 |  | SISTEMA RINOVA UNO DOO | RENOVA INVEST S.R.L. ROMA 21%, INTERCONSULT S.R.L. 39%, SISTEMA RINOVA DOO 40% | Italy |  | private | [5 empty] | planned | N/A | [15 empty] | None |  | http://www.mre.gov.rs/doc/registar_ed180105.htm
RS | Serbia | Kukljin 2 | Zapadna Morava | Velika Morava | Trstenik | Greenfield | [5 empty] | 10.63 |  | SISTEMA RINOVA UNO DOO | RENOVA INVEST S.R.L. ROMA 21%, INTERCONSULT S.R.L. 39%, SISTEMA RINOVA DOO 40% | Italy |  | private | [5 empty] | planned | N/A | [15 empty] | None |  | http://www.mre.gov.rs/doc/registar_ed180105.htm
RS | Serbia | Kukljin 1 | Zapadna Morava | Velika Morava | Trstenik | Greenfield | [5 empty] | 11.77 |  | SISTEMA RINOVA UNO DOO | RENOVA INVEST S.R.L. ROMA 21%, INTERCONSULT S.R.L. 39%, SISTEMA RINOVA DOO 40% | Italy |  | private | [5 empty] | planned | N/A | [15 empty] | None |  | http://www.mre.gov.rs/doc/registar_ed180105.htm
RS | Serbia | Krepoljin | Mlava | Mlava | Zagubica | Greenfield | [5 empty] | 1.9 |  | ASTRA ENERGY doo | Srdjan Ocokoljic 100% | Serbia |  | private | [5 empty] | under construction | N/A | [9 empty] | Erste & Steiermaerkische Bank | Invested | 2.4 |  |  |  | Yes | Pledge no13363/2016 | http://wwing.rs/artikli/nasi-projekti/mhe-krepoljin.html
RS | Serbia | Novi Becej | Tisa | Dunav | Novi Becej | Greenfield |  | PP Stara Tisa kod Bisernog ostrva | Nature Park | Outside |  | 12.3 |  | Nelo Energy doo | LENTAL LTD 50%, NEREGELIA TRADING LIMITED 50% | Cyprus |  | private | [5 empty] | planned | N/A | [15 empty] | None | Energy permit seems to be expired. The location is not clear but it should be very near the Nature Park, | http://www.esg.rs/files/project/p26.pdf http://www.rtv.rs/sr_lat/vojvodina/becej/mini-hidrocentrala-kod-novog-beceja_823977.html
RS | Serbia | Bojkovac | Resava | Velika Morava | Despotovac | Greenfield | [5 empty] | 2.185 |  | EKO ELEKTRA d.o.o | Zaris s.r.o. | Czech Republic | Slavisa Zaric 100% | private | [5 empty] | planned | N/A | [15 empty] | None |  | https://www.ekapija.com/news/545823/u-despotovcu-planirana-izgradnja-mini-hidroelektrane-na-reci-resavi
RS | Serbia | Lazine | Mali Rzav | Zapadna Morava | Arilje | Greenfield | Intake: 43.721903, 20.058725; Powerhouse: 43.741215, 20.053510 |  |  |  |  | 1.089 |  | ENERGY SOLUTIONS d.o.o. | EMO CONSULTING AG 100% | Switzerland |  | private | [5 empty] | unclear | N/A | [15 empty] | Not identified | Slobodan Bajkovic, on of the authorised persons of the Swiss company, is mentioned as an 'investor' in the media reports. Media reports also mentioned 5 mil EUR already invested in the project. The intake will create a reservoir. Downstream of the protected area, but still the water of first class of quality. The local acitivsts challenged the spatial plan, so the project likely not to proceed. | https://zg.chregister.ch/cr-portal/auszug/auszug.xhtml;jsessionid=928830f220b759df86a387894697?uid=CHE-108.531.023 https://www.ekapija.com/news/1139443/nereseni-imovinski-odnosi-nisu-jedini-problem-sta-koci-izgradnju-malih-hidroelektrana-u http://arilje.org.rs/aktuelnosti/vesti/1326-2014-10-20-10-49-15-.html?language=sr-YU https://arilje.org.rs/aktuelnosti/obavestenja/1355-2014-12-05-10-52-41-.html?language=sr-YU http://arilje.org.rs/upload/MHE/resenje_Energy_solution.pdf
RS | Serbia | Jezerine | Mali Rzav | Zapadna Morava | Arilje | Greenfield | [5 empty] | 1.208 |  | ENERGY SOLUTIONS d.o.o. | EMO CONSULTING AG 100% | Switzerland |  | private | [5 empty] | planned | N/A | [15 empty] | None | Early in the procedure, spatial plan not published yet. | http://arilje.org.rs/component/content/article/1583.html?language=sr-RS
RS | Serbia | Caricino | Juzna Morava | Juzna Morava | Vladicin Han | Greenfield | [5 empty] | 1.203 |  | VMHE ENERGY DOO | Vladan Skadric 100% | Serbia |  | private | [5 empty] | planned | N/A | [15 empty] | Not identified | Supsected for money laundering | http://www.vladicinhan.org.rs/Opstine3/uploads/noviProjekti/Urbanizam/LokacijskiUslovi/2017/Lokacijski_uslovi_350-7-3-2017-04.PDF https://pistaljka.rs/home/read/679
RS | Serbia | Momin kamen | Juzna Morava | Juzna Morava | Vladicin Han | Greenfield | [5 empty] | 1.65 |  | VMHE ENERGY DOO | Vladan Skadric 100% | Serbia |  | private | [5 empty] | planned | N/A | [15 empty] | Not identified | Supsected for money laundering | http://vladicinhan.org.rs/Opstine3/uploads/noviProjekti/Urbanizam/LokacijskiUslovi/2017/Lokacijski_uslovi_350-4-3-2017-04.PDF https://pistaljka.rs/home/read/679
RS | Serbia | Rogopec 1 | Brusnicka; Dajicka | Zapadna Morava | Ivanjica | Greenfield | Powerhouse: 43.411129, 20.360089; Intake Brusnicka 43.377770, 20.353936, Intake Dajicka 43.398979, 20.329008 | PP Golija | Nature Park Nominated Emerald site UNESCO Bioshpere Reserve IPA IBA PBA | Inside |  | 1.6 |  | Privredno drustvo "PLЕMEN" a.d. | TERMOTEHNA ŠUŠIĆ DOO 100% | Montenegro/Serbia | DOO TERMOTEHNA Monenegro 66,32% Milutin Susic 33.68% | private | [5 empty] | under construction | N/A | [9 empty] | Unicredit | Invested | 4.25 |  |  |  | Yes | Coordinates available in the EIA study. Unicredit loan indetified through pledge no 21230/2017. | http://www.ekologija.gov.rs/resenje-o-davanju-saglasnosti-na-studiju-o-proceni-uticaja-na-zivotnu-sredinu-projekta-izgradnje-male-hidroelektrane-rogopec-1/ http://www.ekologija.gov.rs/wp-content/uploads/procena_uticaja/MHE%20Rogopec.zip http://ivanjica.gov.rs/pocela-izgradnja-minihidroektrane-rogopec-1/ http://www.apr.gov.rs/eng/Registers/Pledges.aspx
RS | Serbia | Novi Sad | Novi Sad-Savino Selo channel | Danube | Novi Sad | Greenfield | [5 empty] | 3.84 |  | VICTORIA GROUP AD | EBRD - 21,36% Zoran Mitrović - 22,55% Milija Babović - 22,55% Apsara Ltd. - 11% Other shareholders - 22,54% | Serbia; international |  | private | [5 empty] | potential | N/A | [15 empty] | None | Not likely that the project is still progressing. | http://www.victoriagroup.rs/o-nama/osnovni-podaci https://offshoreleaks.icij.org/nodes/10128034
RS | Serbia | Bezdan | Prigrevica-Bezdan channel | Danube | Sombor | Greenfield | [5 empty] | 1.18 |  | VICTORIA GROUP AD | EBRD - 21,36% Zoran Mitrović - 22,55% Milija Babović - 22,55% Apsara Ltd. - 11% Other shareholders - 22,54% | Serbia; international |  | private | [5 empty] | potential | N/A | [15 empty] | None | Not likely that the project is still progressing, | http://www.victoriagroup.rs/o-nama/osnovni-podaci https://offshoreleaks.icij.org/nodes/10128034
RS | Serbia | Gornja Resava | Resava | Velika Morava | Despotovac | Greenfield |  | PP Kucaj-Beljanica | Nominated Emerald site; Proposed National Park; | Inside |  | 1.85 |  | ECO-GLOBAL DOO | Vera Ristic 100% | Serbia |  | private | [5 empty] | potential | N/A | [15 empty] | None | Coordinates available in the hydropower cadastre extract. | http://obnovljiviizvorienergije.rs/wp-content/uploads/biblioteka/mini-hidroelektrane/Gornja%20Resava%20-%20Despotovac%20-%20Resava.pdf https://www.despotovac.rs/content/view/804/177/
RS | Serbia | Strmosten | Resava | Velika Morava | Despotovac | Greenfield |  | PP Kucaj-Beljanica | Nominated Emerald site; Proposed National Park; | Inside |  | 1.85 |  | ECO-GLOBAL DOO | Vera Ristic 100% | Serbia |  | private | [5 empty] | potential | N/A | [15 empty] | None | Coordinates available in the hydropower cadastre extract. | http://obnovljiviizvorienergije.rs/wp-content/uploads/biblioteka/mini-hidroelektrane/Strmosten%20-%20Despotovac%20-%20Resava.pdf https://www.despotovac.rs/content/view/804/177/
RS | Serbia | Ravna reka | Resava | Velika Morava | Despotovac | Greenfield |  | PP Kucaj-Beljanica | Nominated Emerald site; Proposed National Park; | Inside |  | 3.43 |  | ECO-GLOBAL DOO | Vera Ristic 100% | Serbia |  | private | [5 empty] | potential | N/A | [15 empty] | None | Coordinates available in the hydropower cadastre extract. | http://obnovljiviizvorienergije.rs/wp-content/uploads/biblioteka/mini-hidroelektrane/Ravna%20reka%20-%20Despotovac%20-%20Resava.pdf https://www.despotovac.rs/content/view/804/177/
RS | Serbia | Dutovo | Resavica | Velika Morava | Despotovac | Greenfield | [5 empty] | 1.2 |  | Eko Elektra doo | Zaris s.r.o. | Serbia/Czech Republic | Slavisa Zaric 100% | private | [5 empty] | potential | N/A | [15 empty] | None | The location is not clear but it is potentially in the area of PP Kucaj Beljanica. | http://www.mre.gov.rs/doc/registar_ed180105.htm
RS | Serbia | Nekudovo | Resavica i Nekudovo | Velika Morava | Despotovac | Greenfield | [5 empty] | 1 |  | Eko Elektra doo | Zaris s.r.o. | Serbia/Czech Republic | Slavisa Zaric 100% | private | [5 empty] | potential | N/A | [15 empty] | None | The location is not clear but it is potentially in the area of PP Kucaj Beljanica. The neighbouring municipality of Paracin is opposing the project. | http://www.novosti.rs/vesti/srbija.73.html:507738-Elektrana-ce-popiti-Crnicu
RS | Serbia | Ciflik | Nisava | Juzna Morava | Bela Palanka | Greenfield | [5 empty] | 1.35 |  | POWER GEN DOO | Natural persons | Serbia |  | private | [5 empty] | planned | N/A | [15 empty] | None | MHE Ciflik doo is also registered in 2015, same owners as Power Gen doo | http://www.mre.gov.rs/doc/registar_ed180105.htm
RS | Serbia | Manasija | Resava | Juzna Morava | Despotovac | Greenfield | [5 empty] | 1.4 |  | W&W ENERGY DOO | Bojan Milovanovic 100% | Serbia |  | private | [5 empty] | planned | N/A | [15 empty] | None |  | http://www.wwenergy.rs/article/projekti.html
RS | Serbia | Dvoriste | Resava | Juzna Morava | Despotovac | Greenfield | [5 empty] | 0.98 |  | W&W ENERGY DOO | Bojan Milovanovic 100% | Serbia |  | private | [5 empty] | planned | N/A | [15 empty] | None |  | http://www.wwenergy.rs/article/projekti.html
RS | Serbia | Kajtasovo | DTD channel | Danube | Bela Crkva | Greenfield | [5 empty] | 1.22 |  | VICTORIA GROUP AD | EBRD - 21,36% Zoran Mitrović - 22,55% Milija Babović - 22,55% Apsara Ltd. - 11% Other shareholders - 22,54% | Serbia; international |  | private | [5 empty] | potential | N/A | [15 empty] | None | However the government of Vojvodina Autonomous Province plans to develop project on the basis of public-private partnership. | https://balkangreenenergynews.com/rs/vojvodina-planira-da-iskoristi-hidroenergetski-potencijal-kanala-dunav-tisa-dunav/
RS | Serbia | Usce Studenica | Studenica | Zapadna Morava | Kraljevo | Greenfield |  | PP Golija | Natural Park Nominated Emerald site UNESCO Bioshpere Reserve IPA IBA PBA | Outside |  | 1.12 |  | HIDRO STENA doo | ASDA International Co. S.A. Hong Kong 30%, Dusan Torbica 30%, Sumadija doo 30% | Serbia, Bosnia and Herzegovina, Hong Kong |  | private | [5 empty] | planned | N/A | [15 empty] | Not identified | Sumadija doo (was AD) has obtained initial energy permit but it seems that the current investor has taken over the development of the project. Current investor has offshore companies as shareholders. 15 m high and 60 m wide dam. Not clear if the reservoir reaches the limits of PP Golija, EIA study claims that the reservoir should be 1 km long which means slightely outside of the protected area. | http://www.ekologija.gov.rs/wp-content/uploads/procena_uticaja/Usce_Studij%D0%B0_ZS.pdf
RS | Serbia | Jelici | Gokcanica | Zapadna Morava | Kraljevo | Greenfield | Powerhouse: 43.463059, 20.672906; Intake: 43.4795832741 20.6980838963 |  |  |  | 0.922 |  | 4241 | Studenica Elektro doo | Dejan Kanjevac100% |  |  | private | [5 empty] | operational<5 | 2018 | [9 empty] | Halkbank | Invested | 0.8 |  |  |  | Yes | Recent (2017) requests for energy permit as well as request for reconstruction of the transmission line were rejected. The loan taken from Halkbank under pledge no 19321/2016 and 18698/2016 (the latter has a note that it is an EIB credit line) This also corresponds to the information recieved from the EIB that in 2016 a loan was extended to a plant with the 1MW capacity via the Serbian branch of Halkbank.. To avoid double accounting we are listing all the EIB's On the border of the proposed PIO (Landscape of exceptional features) Zeljin. | http://79.101.44.220:84/euprava/pluginfile.php/44/mod_folder/content/0/31.08.2015.%D0%A1%D1%82%D1%83%D0%B4%D0%B5%D0%BD%D0%B8%D1%86%D0%B0%D0%B5%D0%BB%D0%B5%D0%BA%D1%82%D1%80%D0%BE%20%D0%9C%D0%A5%D0%95%20%D0%88%D0%B5%D0%BB%D0%B8%D1%9B%D0%B8.pdf?forcedownload=1 http://79.101.44.220:84/euprava/pluginfile.php/43/mod_folder/content/0/18.03.2017.%D0%97%D0%B0%D0%BA%D1%99%D1%83%D1%87%D0%B0%D0%BA%20%D0%A1%D1%82%D1%83%D0%B4%D0%B5%D0%BD%D0%B8%D1%86%D0%B0%D0%B5%D0%BB%D0%B5%D0%BA%D1%82%D1%80%D0%BE.pdf?forcedownload=1 http://www.mre.gov.rs/doc/Zahtevi_ED171218.HTML http://www.mre.gov.rs/doc/registar%2009022018.html#null http://www.ekologija.gov.rs/obavestenje-o-postupku-pokretanja-zastite-predela-izuzetnih-odlika-zeljin/?lang=lat Correspondence with the EIB 13 December 2017
RS | Serbia | Dubocica 2 | Dubocica | Zapadna Morava | Kraljevo | Greenfield | Powerhouse: 43.585232, 20.553205; Intake: 43.609884, 20.518355 |  |  |  | 0.7 |  | 2757 | Hidroenergo Dubocica doo Zica | Milan Vuckovic 100% |  |  | private | [5 empty] | operational<5 | 2017 | [9 empty] | Erste & Steiermaerkische Bank | Invested | 1.18 |  |  |  | Yes | Pledge no 19564/2016 | http://wwing.rs/artikli/nasi-projekti/mhe-dubocica-2.html http://www.mre.gov.rs/doc/registar%2009022018.html#null
RS | Serbia | Igrist | Kolska reka | Zapadna Morava | Kraljevo | Greenfield | [5 empty] | 0.477 |  | EKOENERGOSISTEM 2010 DOO KOVIN | Nedeljko Milutinov 100% |  |  | private | [5 empty] | under construction | N/A | [9 empty] | Erste & Steiermaerkische Bank | Invested | 0.8475 |  |  |  | Yes | Pledge no 16028/2016 | http://wwing.rs/artikli/nasi-projekti/mhe-igrist.html
RS | Serbia | Kosovac | Not idenfified | Not idenfified | Not idenfified | Greenfield | [5 empty] | 0.3 |  | EKOENERGOSISTEM 2010 DOO KOVIN | Nedeljko Milutinov 100% |  |  | private | [5 empty] | planned | N/A | [15 empty] | None |  | http://wwing.rs/artikli/nasi-projekti/mhe-kosovac.html
RS | Serbia | Stenjevac | Resava | Velika Morava | Despotovac | Greenfield | [5 empty] | 0.825 |  | KAJKUT ENERGY PLUS d.o.o | Darko Kajkut 50%, Zvezdan Pejovic 50% | Serbia; Austria |  | private | [5 empty] | planned | N/A | [15 empty] | None |  | http://wwing.rs/artikli/nasi-projekti/mhe-stenjevac.html
RS | Serbia | Ravni | Pristavica | Zapadna Morava | Uzice | Greenfield | [7 empty] | MHE RAVNI DOO | PONCORN LIMITED 50%, CREDO INVEST DOO BEOGRAD-VRAČAR 50% | Cyprus, Slovakia | Martin Dobrota Lukáš Dobrota 25% | private | [5 empty] | under construction | N/A | [9 empty] | ProCredit Bank | Invested | 0.83 |  |  |  | Yes | Pledgde no 19352/2017. The local source claims that it is already in operation (might be a testing period), however it still hasn't acquired the feed-in tarrif registration. The local source also claims environmental problems connected to it. | http://www.apr.gov.rs/eng/Registers/Pledges.aspx
RS | Serbia | Virovci | Nazaricka | Dragovistica | Bosilegrad | Greenfield |  |  |  |  | 0.305 |  | 1031 | MHE VIROVCI DOO | VS ENERGY 2015 DOO PODUNAVCI | Serbia | Slavko Pandrc | private | [5 empty] | operational<5 | 2017 | [15 empty] | Not identified |  | https://web.archive.org/web/20180112071602/http://www.mre.gov.rs/doc/registar171218.html
RS | Serbia | Vrane | Pristevica | Zapadna Morava | Uzice | Greenfield |  |  |  |  | 0.158 |  | 970 | MM ENERGO 2010 DOO UŽICE | Natural persons | Serbia |  | private | [5 empty] | operational<5 | 2017 | [15 empty] | Not identified |  | https://web.archive.org/web/20180112071602/http://www.mre.gov.rs/doc/registar171218.html
RS | Serbia | Vukovo brdo | Gracanica | Drina | Prijepolje | Greenfield |  |  |  |  | 0.44 |  | 2210 | 15 AVGUST DOO BEOGRAD | Dragan Katic 100% | Serbia |  | private | [5 empty] | operational<5 | 2017 | [15 empty] | Not identified | AIK Banka extended a loan after the start of operation. | https://web.archive.org/web/20180112071602/http://www.mre.gov.rs/doc/registar171218.html http://www.apr.gov.rs/eng/Registers/Pledges.aspx
RS | Serbia | Tolisnica 2 | Ladjevacki potok | Zapadna Morava | Kraljevo | Greenfield | [5 empty] | 0.12 |  | NAPREDAK ENERGETIKA DOO GORNJI MILANOVAC | Radoje Terzic 100% | Serbia |  | private | [5 empty] | planned | N/A | [15 empty] | None |  | http://www.mre.gov.rs/doc/registar_ed%2013.02.2018.htm#null
RS | Serbia | Pavlica | Ibar | Zapadna Morava | Raška | Greenfield | [5 empty] | 1.9 |  | MHE PAVLICA DOO BEOGRAD-VRAČAR | MHE VLADIĆI 1 NOVA DOO 10%, Vladimir Poprzen 45%, Dragan Stipcic 45% | Serbia | [24 empty] | None | Dragan Stipcic was the director of Galenika pharmaceutical company back in 2004-2005, appointed by G17 + Dragana Stipcic, most probably related to him is 100% owner of Vladici 1 Nova doo that owns 10% of Pavlica SPV, and is the operator of Vladici 1 HPP on Josanicka river, near to Josanicka banja. | http://www.novosti.rs/vesti/naslovna/aktuelno.69.html:169742-Tvrdio-pazar-za-Deltu-M http://www.mre.gov.rs/doc/registar_ed%2013.02.2018.htm#null http://obnovljiviizvorienergije.rs/wp-content/uploads/biblioteka/mini-hidroelektrane/Pavlica-Raska-Ibar.pdf
RS | Serbia | Tesice | Juzna Morava | Juzna Morava | Aleksinac | Greenfield | [5 empty] | 1.447 |  | PESSINA ENERGY doo | PESSINA GESTIONI SRL 100% | Italy |  | private | [5 empty] | planned | [16 empty] | None |  | http://www.mre.gov.rs/doc/registar_ed%2013.02.2018.htm#null
RS | Serbia | Tosovici | Planska reka | Zapadna Morava | Josanicka banja | Greenfield | [5 empty] | 0.1 |  | SAMOSTALNA ZANATSKA RADNJA MEČKARI CRNA GLAVA |  | Serbia |  | private | [5 empty] | planned | [16 empty] | None |  | http://www.mre.gov.rs/doc/registar_ed%2013.02.2018.htm#null
RS | Serbia | Boboviste | Juzna Morava | Juzna Morava | Aleksinac | Greenfield | [7 empty] | PESSINA ENERGY doo | PESSINA GESTIONI SRL 100% | Italy |  | private | [5 empty] | planned | [16 empty] | None |  | http://www.mre.gov.rs/doc/registar_ed%2013.02.2018.htm#null
RS | Serbia | Luke | Veliki Rzav | Zapadna Morava | Arilje | Greenfield | [7 empty] | DVC ECCO | ANTIKOR DOO | Serbia |  | private | [5 empty] | potential | [16 empty] | None | The institute for Nature Conservation hasn't approved the permit. Project likely to be abandoned. | Interview with local activists
RS | Serbia | Jovanovici | Panjica | Zapadna Morava | Arilje | Greenfield | [5 empty] | 0.5 |  | VSP Energy | Dusko Djedovic 100% | Serbia |  | private | [5 empty] | planned | [16 empty] | None | Problems with public participation, the spatial plan wasn't diclosed adequately. | Interview with local activists. http://arilje.org.rs/upload/MHE/UP%20MHE%20Jovanovici%20-%20spojeno.pdf
RS | Serbia | Glogovica | Juzna Morava | Juzna Morava | Aleksinac | Greenfield | [7 empty] | PESSINA ENERGY doo | PESSINA GESTIONI SRL 100% | Italy |  | private | [5 empty] | planned | [16 empty] | None |  | http://www.mre.gov.rs/doc/registar_ed%2013.02.2018.htm#null
RS | Serbia | Bojcevica | Dojkinacka |  | Pirot | Greenfield |  | PP Stara Planina | Nominated Emerald site | Inside |  | 0.995 |  | Victoenergy d.o.o. | Petar Dugalic 25%, Radisa Ristic 75% | Serbia |  | private | [5 empty] | planned | [16 empty] | None | Exact location not clear, but the river Dojkinacka is running through PP Stara Planina. | http://www.mre.gov.rs/doc/efikasnost-izvori/Zahtevi_ED.HTML_070218.HTML
RS | Serbia | Tersa Balkan |  |  | Bor | Greenfield | [7 empty] | Tersa Balkan doo | REVARA S.R.L., Natural persons | Italy | REVARA S.R.L. 80% | private | [5 empty] | planned | [16 empty] | None | The exact location of the potehtial HPP (s) not clear. | http://www.mre.gov.rs/doc/efikasnost-izvori/Zahtevi_ED.HTML_070218.HTML https://www.mc.kcbor.net/tag/tersa-balkan/
RS | Serbia | Garine | Gobeljska reka |  | Raska | Greenfield | [5 empty] | 0.26 |  | SWISS STONE, Kraljevo | Nenad Trifunovic 100% | Serbia |  | private | [5 empty] | planned | [16 empty] | None | The owner same as with Vladici HPP. | http://www.mre.gov.rs/doc/efikasnost-izvori/Zahtevi_ED.HTML_070218.HTML
RS | Serbia | Vineks |  |  |  | Greenfield | [7 empty] | Vinex Etil doo | VINEX GROZD DOO | Serbia | Goran Ilic 100% | private | [5 empty] | planned | [16 empty] | None |  | http://www.mre.gov.rs/doc/efikasnost-izvori/Zahtevi_ED.HTML_070218.HTML
RS | Serbia | Zabrega | Crnica |  | Paraćin | Greenfield | [5 empty] | 1.975 |  | PETRUS HIDROENERGO | W&W INŽENJERING DOO KRAGUJEVAC | Serbia | Bojan Milovanovic 100% | private | [5 empty] | planned | [16 empty] | None |  | http://www.mre.gov.rs/doc/efikasnost-izvori/Zahtevi_ED.HTML_070218.HTML
RS | Serbia | Reka Raska | Raska |  | Raska | Greenfield | [5 empty] | 0.27 |  | Hidroenergija doo | Radoje Radojkovic 100% | Serbia |  | private | [5 empty] | planned | [16 empty] | None |  | http://www.mre.gov.rs/doc/efikasnost-izvori/Zahtevi_ED.HTML_070218.HTML
RS | Serbia | Balta Berilovac | Crnovrska reka |  | Knjazevac | Greenfield | [5 empty] | 0.882 |  | Small Hydropower System doo | RENFIN INTL 70%, RENFIN LTD 20%, Natural persons from Serbia | Czech Republic, Serbia, Cyprus | RENFIN INTERNATIONAL 70% | private | [5 empty] | planned | [16 empty] | None |  | http://www.mre.gov.rs/doc/efikasnost-izvori/Zahtevi_ED.HTML_070218.HTML
RS | Serbia | Jelice | Paljevska |  | Tutin | Greenfield | [5 empty] | 0.158 |  | ZAHAREX DOO Ribarice | Zaim Hasanovic 100% | Serbia |  | private | [5 empty] | planned | [16 empty] | None |  | http://www.mre.gov.rs/doc/efikasnost-izvori/Zahtevi_ED.HTML_070218.HTML
RS | Serbia | Seliste | Jaresnicko Nazaricka reka |  | Bosilegrad | Greenfield | [5 empty] | 0.2 |  | MHE Seliste, Bosilegrad | Dragan Stojanov 90%, Predrag Simonovic 10% | Serbia |  | private | [5 empty] | planned | [16 empty] | None |  | http://www.mre.gov.rs/doc/efikasnost-izvori/Zahtevi_ED.HTML_070218.HTML
RS | Serbia | ITN | Toplica |  | Prokuplje | Greenfield | [5 empty] | 0.21 |  | IGTONEM ENERGI d.o.o. | Dragan Savic 100% | Serbia |  | private | [5 empty] | planned | [16 empty] | None |  | http://www.mre.gov.rs/doc/efikasnost-izvori/Zahtevi_ED.HTML_070218.HTML
RS | Serbia | Belcine | Vlasina |  | Crna Trava | Greenfield | [5 empty] | 0.45 |  | S&T Energy team doo | ENERGOINVEST D.O.O, Natural persons | Russia, Serbia |  | private | [5 empty] | planned | [16 empty] | None |  | http://www.mre.gov.rs/doc/efikasnost-izvori/Zahtevi_ED.HTML_070218.HTML
RS | Serbia | Kusici | Zecka |  | Ivanjica | Greenfield | [5 empty] | 0.255 |  | KZR Brzak, Ivanjica | Natural persons | Serbia |  | private | [5 empty] | planned | [16 empty] | None |  | http://www.mre.gov.rs/doc/efikasnost-izvori/Zahtevi_ED.HTML_070218.HTML
RS | Serbia | Dukat | Garvanica |  | Surdulica | Greenfield | [5 empty] | 0.64 |  | Moja Stara Vodenica | Veljko Stoiber 100% | Serbia |  | private | [5 empty] | planned | [16 empty] | None |  | http://www.mre.gov.rs/doc/efikasnost-izvori/Zahtevi_ED.HTML_070218.HTML
RS | Serbia | Rogacica | Rogacica |  | Bajina Bašta | Greenfield | [5 empty] | 0.65 |  | GREEN WATTS DOO | WINTER INVESTMENT LLC 100% | USA |  | private | [5 empty] | planned | [16 empty] | None |  | http://www.mre.gov.rs/doc/efikasnost-izvori/Zahtevi_ED.HTML_070218.HTML
RS | Serbia | Lozno | Dezevska |  | Novi Pazar | Greenfield | [5 empty] | 0.32 |  | CLEAN ENERGY SOLUTIONS | Natural persons | Serbia |  | private | [5 empty] | planned | [16 empty] | None |  | http://www.mre.gov.rs/doc/efikasnost-izvori/Zahtevi_ED.HTML_070218.HTML
RS | Serbia | Kozji grb | Mlava | Mlava | Zagubica | Greenfield | [5 empty] | 0.56 | 3840 | Global energy doo | Milos Stanimirovic 100% | Serbia |  | private | [5 empty] | planned | [16 empty] | None |  | http://www.srbijavode.rs/ddownload/_params/file_id/13500.html https://www.ekapija.com/news/610696/global-energy-ulaze-3-mil-eur-u-mini-hidrocentrale-kozji-grb-
RS | Serbia | Crni Vrh 3 | Golema reka | Timok | Knjazevac | Greenfield |  | PP Stara Planina | Proposed Emerald site | Inside |  |  |  | Kopring-em“doo | Zoran Krstic 100% | Serbia |  | private | [5 empty] | planned | [16 empty] | None | Exact location not determined, but Golema reka is inside of PP Stara Planina. | http://www.srbijavode.rs/ddownload/_params/file_id/13500.html https://a3.geosrbija.rs/
RS | Serbia | Crni Vrh | Golema reka | Timok | Knjazevac | Greenfield |  | PP Stara Planina | Proposed Emerald site | Inside |  |  |  | Kopring-em“doo | Zoran Krstic 100% | Serbia |  | private | [5 empty] | planned | [16 empty] | None | Exact location not determined, but Golema reka is inside of PP Stara Planina. The project is less likely to proceed compared to Crni Vrh 3 that has progressed more. | http://www.srbijavode.rs/ddownload/_params/file_id/13500.html https://a3.geosrbija.rs/
RS | Serbia | Poljane - Kunjak | Klocanica | Velika Morava | Despotovac | Greenfield |  | PP Kucaj Beljanica | Proposed Emerald site | Inside |  |  |  | Kajkut Energy doo | Darko Kajkut 50%, Zvezdan Pejovic 50% | Serbia; Austria |  | private | [5 empty] | planned | [16 empty] | None | Exact location not determined, but the river Klocanica runst through PP Kucaj Beljanica | http://www.srbijavode.rs/ddownload/_params/file_id/13500.html https://a3.geosrbija.rs/
RS | Serbia | Resavica | Resavica | Velika Morava | Despotovac | Greenfield | [7 empty] | EKO ELEKTRA d.o.o. | Zaris s.r.o. | Czech Republic |  | private | [5 empty] | planned | [16 empty] | None |  | http://www.srbijavode.rs/ddownload/_params/file_id/13500.html
RS | Serbia | Reka | Bistarska reka | Dragovistica | Bosilegrad | Greenfield | [7 empty] | Spring Energy dva MHE Reka | Elektrana 3 - 2016 doo | Serbia | Marija Djurdjevic 50%, Djuro Djurdjevic 50% | private | [5 empty] | planned | [16 empty] | None | Status not clear. The SPV was used as a collateral in other projects, run by BEST ENERGY DOO. Possibly that the ownership structure of the SPV has changed. | http://www.srbijavode.rs/ddownload/_params/file_id/13500.html
RS | Serbia | Branjovica | Bistarska reka | Dragovistica | Bosilegrad | Greenfield | [7 empty] | Best energy doo | Spasoje Novakovic 100% | Serbia |  | private | [5 empty] | planned | [16 empty] | None |  | http://www.srbijavode.rs/ddownload/_params/file_id/13500.html http://195.222.96.93:4000/system/files/1175/original/Karta_infrastrukturnih_sistema.pdf http://www.bosilegrad.org/sr/pdf/Prostorni%20plan%20Bosilegrada.pdf http://obnovljiviizvorienergije.rs/wp-content/uploads/biblioteka/mini-hidroelektrane/Branjovica%20-%20Bosiljgrad%20-%20Bistarska.pdf
RS | Serbia | Glamino | Golema reka | Dragovistica | Bosilegrad | Greenfield | [7 empty] | Spring Energy doo | FUL ELEKTRO DOO BEOGRAD 50%, Jugelektro DOO Vranje 50% | Serbia | Miomir Ivanovic 50%, Igor Tasic 50% | private | [5 empty] | planned | [16 empty] | None | Previously promoted by the SPV with majority owned by LEIN doo, allegedly connected to Ljubisa Buha Cume (see Gradiste) | http://www.srbijavode.rs/ddownload/_params/file_id/13500.html
RS | Serbia | Kresaja | Brzecka reka | Zapadna Morava | Brus | Greenfield | [7 empty] | Kresaja d.o.o. | Ivan Lukic 100% | Serbia |  | private | [5 empty] | planned | [16 empty] | Not identified | Location permit cancelled by the municipality after complaints from the locals on bad construction practices by the Centrala Brus 1 investor and potentially other investors. HPPs in Brus municipality are close to the border of Kopaonik NP. | http://www.srbijavode.rs/ddownload/_params/file_id/13500.html https://goo.gl/1kzHW7 http://obnovljiviizvorienergije.rs/wp-content/uploads/biblioteka/mini-hidroelektrane/Kresaja%20-%20Brus%20-%20Grasevacka%20-%20Brzecka%20r.pdf
RS | Serbia | Brus | Grasevacka reka | Zapadna Morava | Brus | Greenfield | [7 empty] | Frigokun doo Brus | Goran Jovic 100% | Serbia |  | private | [5 empty] | planned | [16 empty] | Not identified | Location and buidling permit cancelled by the municipality after complaints from the locals on bad construction practices by the Centrala Brus 1 investor and potentially other investors. Might happen that the constuction has already started and then stopped but not clear. HPPs in Brus municipality are close to the border of Kopaonik NP. | http://www.srbijavode.rs/ddownload/_params/file_id/13500.html https://goo.gl/1kzHW7 http://obnovljiviizvorienergije.rs/wp-content/uploads/biblioteka/mini-hidroelektrane/Brus%20-%20Brus%20-%20Grasevacka%20r.pdf
RS | Serbia | Centrala Brus 1 | Grasevacka reka | Zapadna Morava | Brus | Greenfield | [7 empty] | DOO MHE Centrala 1 | Dragan Peric 100% | Serbia |  | private | [5 empty] | under construction | [16 empty] | Not identified | Location and buidling permit cancelled by the municipality after complaints from the locals on bad construction practices by the Centrala Brus 1 investor and potentially other investors. HPPs in Brus municipality are close to the border of Kopaonik NP. | http://www.srbijavode.rs/ddownload/_params/file_id/13500.html https://goo.gl/1kzHW7
RS | Serbia | Djerekare | Djerekarska reka | Zapadna Morava | Brus | Greenfield | [7 empty] | Neniluks d.o.o. | Radisa Gajic 100% | Serbia |  | private | [5 empty] | planned | [16 empty] | None | All the HPPs in Brus municipality are close to the border of Kopaonik NP. | http://www.srbijavode.rs/ddownload/_params/file_id/13500.html http://obnovljiviizvorienergije.rs/wp-content/uploads/biblioteka/mini-hidroelektrane/Djerekari%20-%20Brus%20-%20Djerekarskar.pdf
RS | Serbia | Stenice | Djerekarska reka | Zapadna Morava | Brus | Greenfield | [7 empty] | Energy 4 you doo | MINEKO HOLDING B.V 80%, Jovan Glisic 6.66% | Serbia, Netherlands |  | private | [5 empty] | planned | [16 empty] | None | All the HPPs in Brus municipality are close to the border of Kopaonik NP. | http://www.srbijavode.rs/ddownload/_params/file_id/13500.html http://obnovljiviizvorienergije.rs/wp-content/uploads/biblioteka/mini-hidroelektrane/Stenica%20-%20Brus%20-%20Djerekarska.pdf
RS | Serbia | Prsici | Kriva reka | Zapadna Morava | Brus | Greenfield | [7 empty] | Viseslav Milojevic |  |  |  | private | [5 empty] | planned | [16 empty] | None | HPPs in Brus municipality are close to the border of Kopaonik NP. | http://www.srbijavode.rs/ddownload/_params/file_id/13500.html http://obnovljiviizvorienergije.rs/wp-content/uploads/biblioteka/mini-hidroelektrane/Prsici%20-%20Brus%20-%20Kriva%20Reka.pdf
RS | Serbia | Bakastak | Rasina | Zapadna Morava | Brus | Greenfield | [7 empty] | Energy 4 you doo | MINEKO HOLDING B.V 80%, Jovan Glisic 6.66% | Serbia, Netherlands |  | private | [5 empty] | planned | [16 empty] | None | HPPs in Brus municipality are close to the border of Kopaonik NP. | http://www.srbijavode.rs/ddownload/_params/file_id/13500.html http://obnovljiviizvorienergije.rs/wp-content/uploads/biblioteka/mini-hidroelektrane/Bakastak%20-%20Brus%20-%20Rasina.pdf
RS | Serbia | Mosute | Rasina | Zapadna Morava | Brus | Greenfield | [7 empty] | Energy 4 you doo | MINEKO HOLDING B.V 80%, Jovan Glisic 6.66% | Serbia, Netherlands |  | private | [5 empty] | planned | [16 empty] | None | HPPs in Brus municipality are close to the border of Kopaonik NP. | http://www.srbijavode.rs/ddownload/_params/file_id/13500.html http://obnovljiviizvorienergije.rs/wp-content/uploads/biblioteka/mini-hidroelektrane/Mosute%20-%20Brus%20-%20Rasina.pdf
RS | Serbia | Brevina | Brevina | Zapadna Morava | Kraljevo | Greenfield | [7 empty] | BREVINA d.o.o. Cacak | Natural persons | Sweden, Serbia |  | private | [5 empty] | planned | [16 empty] | None | Construction permit denied back in 2015. Current status not clear. | http://www.srbijavode.rs/ddownload/_params/file_id/13500.html http://www.mgsi.gov.rs/sites/default/files/BREVINA%20D.O.O.%20CACAK%20PR%20BR%20351-03-01799-2015-07.pdf
RS | Serbia | Grajici | Grajicka reka | Zapadna Morava | Kraljevo | Greenfield | [7 empty] | SТH energy doo Svilajnac | Snezana Milic 100% | Serbia |  | private | [5 empty] | planned | [16 empty] | None | Location permit denied back in 2016. Current status not clear. | http://www.srbijavode.rs/ddownload/_params/file_id/13500.html http://79.101.44.220:84/euprava/pluginfile.php/40/mod_folder/content/0/24.10.2016.Закључак о одбацивању STH Energy МХЕ Грајићи.pdf?forcedownload=1
RS | Serbia | Sokolja Izvor | Sokolja | Zapadna Morava | Kraljevo | Greenfield | [7 empty] | Izvor МHE d.o.o. | Not identified |  |  | private | [5 empty] | unclear | [16 empty] | None |  | http://www.srbijavode.rs/ddownload/_params/file_id/13500.html
RS | Serbia | Vita Kosa | Lomnicka reka | Zapadna Morava | Krusevac | Greenfield | [7 empty] | Slavoljub Vasic or MHE VITA KOSA d.o.o | Not identified |  |  | private | [5 empty] | planned | [16 empty] | None |  | http://www.srbijavode.rs/ddownload/_params/file_id/13500.html http://obnovljiviizvorienergije.rs/wp-content/uploads/biblioteka/mini-hidroelektrane/Vita%20kosa%20-%20Krusevac%20-%20Lomnicka%20r.pdf
RS | Serbia | Tiodze | Rudnicka reka | Zapadna Morava | Raska | Greenfield | [7 empty] | Hidroenergija doo | Radoje Radojkovic 100% | Serbia |  | private | [5 empty] | planned | [16 empty] | None | Most probably on the border with Kopaonik NP. | http://www.srbijavode.rs/ddownload/_params/file_id/13500.html
RS | Serbia | Krona | Vidrenjak | Zapadna Morava | Tutin | Greenfield | [5 empty] | 4.9 |  | Hidroelektrana Vidrenjak doo | Natural persons | Germany, Serbia |  | private | [5 empty] | planned | [16 empty] | None | Water permit issues in 2017. Probably in construction but no positive proof. | http://www.srbijavode.rs/ddownload/_params/file_id/13500.html http://obnovljiviizvorienergije.rs/wp-content/uploads/biblioteka/mini-hidroelektrane/Krona%20-%20Tutin%20-%20Vidrenjak.pdf https://www.vesti.rs/Vesti/Izgradnja-MHE-Krona-u-Tutinu-do-kraja-godine.html
RS | Serbia | Rocnjak | Rocnjak | Zapadna Morava | Uzice | Greenfield | [7 empty] | Hidro Duо | MLH DOO | USA | Milica Lepojevic 100% | private | [5 empty] | planned | [16 empty] | None | Connected to DV Technologies, the promoter of Vrutci and Bovan | http://www.srbijavode.rs/ddownload/_params/file_id/13500.html
RS | Serbia | Jecmiste | Velika reka | Juzna Morava | Aleksinac | Greenfield | [7 empty] | Oliver Ristic |  | Serbia |  | private | [5 empty] | planned | [16 empty] | None |  | http://www.srbijavode.rs/ddownload/_params/file_id/13500.html http://obnovljiviizvorienergije.rs/wp-content/uploads/biblioteka/mini-hidroelektrane/Jecmiste%20-%20Aleksinac%20-%20Turija%20vel.%20-%20Vukanjska.pdf
RS | Serbia | Slavnik | Pusta reka | Juzna Morava | Bojnik | Greenfield | [7 empty] | PD MHE Slavnik doo |  | Serbia |  | private | [5 empty] | under construction | [16 empty] | None | Operating permit approved, but not clear if the HPP started producing. No information on the capacity found. | http://www.srbijavode.rs/ddownload/_params/file_id/13500.html http://prokupljenadlanu.rs/istrazujemo/taksa-koju-nam-nametnuli-nas-unistava-2849.htm https://bojnik.rs/?wpfb_dl=96
RS | Serbia | Sudimlja | Toplica | Juzna Morava | Brus | Greenfield | [7 empty] | Dimitrije Milincic |  | Serbia |  | private | [5 empty] | planned | [16 empty] | None | No information on the capacity found. | http://www.srbijavode.rs/ddownload/_params/file_id/13500.html
RS | Serbia | MHE sa vodozahvatom na Vrli | Vrla | Juzna Morava | Vladicin Han | Greenfield | [7 empty] | SPR Munja d.o.o. |  | Serbia |  | private | [5 empty] | unclear | [16 empty] | None |  | http://www.srbijavode.rs/ddownload/_params/file_id/13500.html
RS | Serbia | Makoviste | Garavanica | Juzna Morava | Vladicin Han | Greenfield | [7 empty] | VMHE energy d.o.o. | Vladan Skadric 100% | Serbia |  | private | [5 empty] | planned | [16 empty] | None | Supsected for money laundering | http://www.srbijavode.rs/ddownload/_params/file_id/13500.html http://obnovljiviizvorienergije.rs/wp-content/uploads/biblioteka/mini-hidroelektrane/Makovise%20-%20Vladicin%20Han%20-%20Garvanica.pdf https://pistaljka.rs/home/read/679
RS | Serbia | Manjak | Garavanica | Juzna Morava | Vladicin Han | Greenfield | [7 empty] | VMHE energy d.o.o. | Vladan Skadric 100% | Serbia |  | private | [5 empty] | planned | [16 empty] | None | Supsected for money laundering | http://www.srbijavode.rs/ddownload/_params/file_id/13500.html http://obnovljiviizvorienergije.rs/wp-content/uploads/biblioteka/mini-hidroelektrane/Manjak%20-%20Vladicin%20han%20-%20Garvanica.pdf https://pistaljka.rs/home/read/679
RS | Serbia | Suknari | Bistrica | Juzna Morava | Vlasotince | Greenfield | [7 empty] | MHE Suknari | TEKGAS DOO |  | Slavisa Stojkovic 99% | private | [5 empty] | planned | [16 empty] | None |  | http://www.srbijavode.rs/ddownload/_params/file_id/13500.html
RS | Serbia | Kozaracka reka | Kozaracka reka | Juzna Morava | Doljevac | Greenfield | [7 empty] | Nenad Rankovic |  |  |  | private | [5 empty] | unclear | [16 empty] | None |  | http://www.srbijavode.rs/ddownload/_params/file_id/13500.html
RS | Serbia | Nedjulica | Dojkinacka reka | Juzna Morava | Pirot | Greenfield |  | PP Stara Planina | Nominated Emerald site | Inside |  |  |  | Victoenergy doo | Petar Dugalic 25%, Radisa Ristic 75% |  |  | private | [5 empty] | planned | [16 empty] | None | The exact location not clear, but the river Dojkinacka is running through PP Stara Planina. | http://www.srbijavode.rs/ddownload/_params/file_id/13500.html https://a3.geosrbija.rs/
RS | Serbia | Strazevski potok | Javorska reka | Juzna Morava | Pirot | Greenfield |  | PP Stara Planina | Nominated Emerald site | Inside |  |  |  | Small Hydropower Systems | RENFIN INTL 70%, RENFIN LTD 20%, Natural persons from Serbia | Czech Republic, Serbia, Cyprus | RENFIN INTERNATIONAL 70% | private | [5 empty] | planned | [16 empty] | None | The exact location not clear, but the river Javorska is running through PP Stara Planina. | http://www.srbijavode.rs/ddownload/_params/file_id/13500.html https://a3.geosrbija.rs/ http://www.renfin.eu/our-projects/serbia/
RS | Serbia | Jelovica | Jelovicka reka | Juzna Morava | Pirot | Greenfield |  | PP Stara Planina | Nominated Emerald site | Inside |  |  |  | Miodrag Ciric |  | Serbia |  | private | [5 empty] | planned | [16 empty] | None | The exact location not determined, but the river Jelovicka is running through PP Stara Planina. | http://www.srbijavode.rs/ddownload/_params/file_id/13500.html https://a3.geosrbija.rs/ http://obnovljiviizvorienergije.rs/wp-content/uploads/biblioteka/mini-hidroelektrane/Jelovica%20-%20Pirot%20-%20Jelovicka.pdf http://www.mgsi.gov.rs/sites/default/files/CIRIC%20MIODRAG%20BR.%20PR.%20350-01-00087_2015-14.pdf http://www.ekologija.gov.rs/wp-content/uploads/procena_uticaja/MHE_Jelovica.pdf
RS | Serbia | Topli Dol | Rakitska reka | Juzna Morava | Pirot | Greenfield |  | PP Stara Planina | Nominated Emerald site | Inside |  |  |  | Seci energia s.p.a. |  | Italy |  | private | [5 empty] | planned | [16 empty] | None |  | http://www.srbijavode.rs/ddownload/_params/file_id/13500.html http://www.pirot.rs/downloads/strategije/mhe_pirot.pdf
RS | Serbia | Topli Dol 1 | Rakitska reka | Juzna Morava | Pirot | Greenfield | Intake: 43.341362, 22.677791 | PP Stara Planina | Nominated Emerald site | Inside |  |  |  | Gornjak doo | Stevana Milincic 50%, Dragan Josic 50% | Serbia |  | private | [5 empty] | planned | [16 empty] | None |  | http://www.srbijavode.rs/ddownload/_params/file_id/13500.html http://www.mgsi.gov.rs/sites/default/files/GORNJAK%20D.O.O.%20BEOGRAD%20%20PR%20BR%20350-01-00678-2015-14.pdf
RS | Serbia | Rastovnica | Rastovnicka reka | Juzna Morava | Prokuplje | Greenfield | [7 empty] | RASTING MV DOO | MLH DOO | USA | Milica Lepojevic 100% | private | [5 empty] | planned | [16 empty] | None | Connected to DV Technologies, the promoter of Vrutci and Bovan | http://www.srbijavode.rs/ddownload/_params/file_id/13500.html
RS | Serbia | Donja Toponica | Toplica | Juzna Morava | Prokuplje | Greenfield | [7 empty] | Ekomes doo | Rajna Djurica 50%, Milan Djurica 50% | Serbia |  | private | [5 empty] | planned | [16 empty] | None |  | http://www.srbijavode.rs/ddownload/_params/file_id/13500.html
RS | Serbia | Osoje | Mratinjica | Juzna Morava | Sokobanja | Greenfield | [7 empty] | Oliver Ristic |  | Serbia |  | private | [5 empty] | planned | [16 empty] | None |  | http://www.srbijavode.rs/ddownload/_params/file_id/13500.html http://obnovljiviizvorienergije.rs/wp-content/uploads/biblioteka/mini-hidroelektrane/Osoje%20-%20Sokobanja%20-%20Mratinja.pdf
RS | Serbia | Miline | Vucja reka | Juzna Morava | Surdulica | Greenfield | [7 empty] | Vlada Jarcov |  | Serbia |  | private | [5 empty] | planned | [16 empty] | None |  | http://www.srbijavode.rs/ddownload/_params/file_id/13500.html http://obnovljiviizvorienergije.rs/wp-content/uploads/biblioteka/mini-hidroelektrane/Miline%20-%20Surdulica%20-%20Vucja.pdf
RS | Serbia | Barje | Gloska reka | Pčinja | Trgoviste | Greenfield | [7 empty] | Best energy doo | Spasoje Novakovic 100% | Serbia |  | private | [5 empty] | planned | [16 empty] | None | Not to be confused with the old dam Barje that is owned by the state. | http://www.srbijavode.rs/ddownload/_params/file_id/13500.html http://obnovljiviizvorienergije.rs/wp-content/uploads/biblioteka/mini-hidroelektrane/Barje%20-%20Trgoviste%20-%20Gloska.pdf
RS | Serbia | Sajince | Kocurica | Pčinja | Trgoviste | Greenfield | [7 empty] | Best energy doo | Spasoje Novakovic 100% | Serbia |  | private | [5 empty] | planned | [16 empty] | None |  | http://www.srbijavode.rs/ddownload/_params/file_id/13500.html http://obnovljiviizvorienergije.rs/wp-content/uploads/biblioteka/mini-hidroelektrane/Sajince%20-%20Trgoviste%20-%20Kocurica.pdf
RS | Serbia | Soinci | Crna reka | Pcinja | Trgoviste | Greenfield | [7 empty] | Turbo Energy System | TURBO POWER GROUP-2009 DOO | Serbia | Nenad Sarenac 100% | private | [5 empty] | planned | [16 empty] | None |  | http://www.srbijavode.rs/ddownload/_params/file_id/13500.html http://obnovljiviizvorienergije.rs/wp-content/uploads/biblioteka/mini-hidroelektrane/Soinci%20-%20Tripusnica%20-%20Crna%20reka.pdf
RS | Serbia | Susara | Orovicka reka | Drina | Ljubovija | Greenfield | [7 empty] | MBNM INVEST CO d.o.o. | Nebojsa Djokic 50%, Slobodan Micic 50% | Serbia |  | private | [5 empty] | planned | [16 empty] | None |  | http://www.srbijavode.rs/ddownload/_params/file_id/13500.html
RS | Serbia | Vukovo (veliko) brdo | Gracanica | Drina | Prijepolje | Greenfield | [7 empty] | 15. avgust d.o.o. | Dragan Katic 100% | Serbia |  | private | [5 empty] | planned | [16 empty] | None |  | http://www.srbijavode.rs/ddownload/_params/file_id/13500.html
RS | Serbia | Orlic | Gracanica | Drina | Prijepolje | Greenfield | [7 empty] | 15. avgust doo | Dragan Katic 100% | Serbia |  | private | [5 empty] | planned | [16 empty] | None |  | http://www.srbijavode.rs/ddownload/_params/file_id/13500.html
RS | Serbia | Didici | Sapatnica | Sapatnica | Ivanjica | Greenfield |  | PP Golija | Natural Park Nominated Emerald site UNESCO Bioshpere Reserve IPA IBA PBA" | Inside |  | 0.172 |  | IN ENERGO doo | Natural persons | Serbia |  | private | [5 empty] | planned | [16 empty] | None |  | http://www.mgsi.gov.rs/sites/default/files/IN%20ENERGO%20BR.%20PR.%20350-01-00255_2015-14.pdf http://www.srbijavode.rs/ddownload/_params/file_id/13500.html
RS | Serbia | Vranjevina | Moravica | Zapadna Morava | Pozega | Greenfield | [7 empty] | Krisnev MHE doo | Natural persons | Serbia, Bulgaria |  | private | [5 empty] | planned | [16 empty] | None |  | http://www.srbijavode.rs/ddownload/_params/file_id/13500.html
RS | Serbia | Brusnik | Moravica | Zapadna Morava | Arilje | Greenfield | [7 empty] | Mimar energy doo | Mario Mijatovic 100% | Canada |  | private | [5 empty] | planned | [16 empty] | None |  | http://arilje.org.rs/aktuelnosti/vesti/1235-javna-prezentacija-urbanistickog-projekta-.html?language=sr-RS http://arilje.org.rs/upload/preuzimanje/opstina-arilje/objedinjena-procedura/lokacijski-uslovi/odbijeni/353-10-16_LUZoO_ROP-ARI-7436-LOC-1-2016.pdf http://www.srbijavode.rs/ddownload/_params/file_id/13500.html
RS | Serbia | Gornja Rudnica | Rudnicka reka | Zapadna Morava | Raska | Greenfield | [7 empty] | Zum-komerc doo Raska | not identified | Serbia |  | private | [5 empty] | planned | [16 empty] | None | Probably close or inside the borders of NP Kopaonik. | http://www.srbijavode.rs/ddownload/_params/file_id/13500.html
RS | Serbia | Stapari | Djetinja | Zapadna Morava | Uzice | Greenfield | [7 empty] | Hidro duo doo | MLH DOO | USA | Milica Lepojevic 100% | private | [5 empty] | planned | [16 empty] | None |  | http://www.srbijavode.rs/ddownload/_params/file_id/13500.html
RS | Serbia | Labukovo | Bela reka | Juzna Morava | Svrljig | Greenfield | [7 empty] | Minis hidro group doo | Srdjan Milenovic 100% | Serbia |  | private | [5 empty] | planned | [16 empty] | None |  | http://www.srbijavode.rs/ddownload/_params/file_id/13500.html
RS | Serbia | Ridovi | Ovcinjska reka | Drina | Bajina Basta | Greenfield | [7 empty] | Damjan Lazic |  |  |  | private | [5 empty] | planned | [16 empty] | None |  | http://www.srbijavode.rs/ddownload/_params/file_id/13500.html
RS | Serbia | Bogovina | Crni Timok | Timok | Boljevac | Greenfield | [7 empty] | DST doo | HLB DST-REVIZIJA d.o.o 100% | Serbia | Natural persons | private | [5 empty] | planned | [16 empty] | None |  | http://www.srbijavode.rs/ddownload/_params/file_id/13500.html
RS | Serbia | Cecina | Juzna Morava | Velika Morava | Doljevac | Greenfield | [7 empty] | Solomont energija doo | INTERMOST 2000 eood, natural persons | Serbia, Bulgaria | INTERMOST 2000 eood 33% | private | [5 empty] | planned | [16 empty] | None |  | http://www.srbijavode.rs/ddownload/_params/file_id/13500.html
RS | Serbia | Visoka | Velik Rzav | Zapadna Morava | Arilje | Greenfield | [7 empty] | DVC ECCO | ANTIKOR DOO | Serbia |  | private | [5 empty] | planned | [16 empty] | None | Project is not likely to proceed, according to the local activists that have challanged it. | http://www.srbijavode.rs/ddownload/_params/file_id/13500.html http://arilje.org.rs/upload/preuzimanje/ostalo/mhe-visoka/TEKST_MHE%20VISOKA.pdf
RS | Serbia | Staro Selo | Staro Selo | Zapadna Morava | Ivanjica | Greenfield | [7 empty] | SHPP STARO SELO d.o.o. | PRONTO STUCCO HIDRO ENERGY D.O.O. 50%, ETRA HYDROPOWER 50% | Serbia, Italy | Not identified | private | [5 empty] | planned | [16 empty] | None |  | http://obnovljiviizvorienergije.rs/wp-content/uploads/biblioteka/mini-hidroelektrane/Staro%20Selo%20-%20Ivanjica%20-%20Gradacka%20Srednja%20reka.pdf http://www.srbijavode.rs/ddownload/_params/file_id/13500.html
SI_HP_654 | Slovenia | Plave cascade / Plave 2 | Soca | Adriatic | Plave | Existing |  |  |  |  | 20 | 0 |  | Soske elektrarne Nova Gorica (SENG) d.o.o | Holding Slovenske elektrarne (HSE) d.o.o. | Slovenia | 100% | public |  |  |  |  | RUDIS d.o.o. (Slovenia); Hydro Hit d.o.o. (Slovenia) | operational>10 | 2002 | [15 empty] | N/A |  | http://www.rudis.si/en/reference/construction-of-hydro-power-plants-plave-2-and-doblar-2-on-the-soca-river/; http://www.seng.si/hydro_power_plants/hydro_power_plants/big_hydroplants/
SI_HP_655 | Slovenia | Solkan (also Solcan) | Soca | Adriatic |  | Existing |  |  |  |  | 32 | 0 |  | Soske elektrarne Nova Gorica (SENG) d.o.o | Holding Slovenske elektrarne (HSE) d.o.o. | Slovenia | 100% | public | [5 empty] | operational>10 | 1984 | [15 empty] | N/A |  | http://www.seng.si/hydro_power_plants/hydro_power_plants/big_hydroplants/
SI_HP_656 | Slovenia | Zadlascica | Zadlascica |  |  | Existing |  | Triglav National Park | National Park | Inside | 8 | 0 |  | Soske elektrarne Nova Gorica (SENG) d.o.o | Holding Slovenske elektrarne (HSE) d.o.o. | Slovenia | 100% | public | [5 empty] | operational>10 | 1989 | [15 empty] | N/A |  | http://www.seng.si/hydro_power_plants/hydro_power_plants/small_hydroplants/
SI_HP_657 | Slovenia | Male |  |  |  | Unclear | [7 empty] | not identified | not identified | [8 empty] | unclear | [16 empty] | N/A | No information available
SI_HP_758 | Slovenia | Ajba 1 | Soca | Adriatic |  | Existing |  |  |  |  | 4.1 | 0 |  | Soske elektrarne Nova Gorica (SENG) d.o.o | Holding Slovenske elektrarne (HSE) d.o.o. | Slovenia | 100% | public |  |  |  |  | Hydro Hit d.o.o. (Slovenia) | operational>10 | 1975 | [15 empty] | N/A | New construction involves biologically minimum set on the dam of Ajba, which serves to capture water for HPP Plave on the Soča river. | http://hydro-hit.si/en/projects/new_construction_projects/12/shpp_ajba_1/ů https://webcache.googleusercontent.com/search?q=cache:BtOP2edj_J8J:www.santexgroup.cz/files/References-and-Experience.pdf+&cd=5&hl=en&ct=clnk&gl=cz
SI_HP_945 | Slovenia | Melje | Drava | Danube |  | Conversion |  |  |  |  | 2.2 | 0 |  | Dravske elektrarne Maribor (DEM) | Holding Slovenske elektrarne (HSE) d.o.o. | Slovenia | 100% | public | [5 empty] | operational 5-10 | 2009 | [15 empty] | Not identified |  | http://www.dem.si/en-gb/Power-plants-and-generation/Power-plants, http://www.dem.si/sl-si/Novinarsko-sredisce/Sporocila-za-medije/ArticleID/110
SI_HP_946 | Slovenia | Goricane | Sora | Danube | Medvode | Existing |  |  |  |  | 0.2 | 0 |  | Savske Elektrarne Ljubljana (SEL) | not identified |  |  | public | [5 empty] | operational>10 | Unclear | [15 empty] | N/A | Year of commissioning unclear but needs rehabilitation so must be more than 10 | http://theenergysource.org/199678-slovenia-utility-seeks-refurbishment-of-200-kw-goricane-hydro-project-hydroworld
SI_HP_947 | Slovenia | Zavrsnice (also Zavrsnica) | Sava | Danube |  | Existing |  |  |  |  | 7.6 | 0 |  | Savske Elektrarne Ljubljana (SEL) | GEN energija | Slovenia | 100% | public | [5 empty] | operational>10 | 1914 | [15 empty] | N/A |  | http://www.sel.si/HE-moste, http://www.sel.si/osebna-izkaznica
SI_HP_948 | Slovenia | Trzic | Trziska Bistrica |  |  | Existing |  |  |  |  | Unclear | 0 |  | not identified | not identified |  |  | public | [5 empty] | operational>10 | Unclear | [15 empty] | N/A | Not clear when it started to operate but it was photographed in a 2006 publication so it appears it was at least 10 years ago. | http://www.res-regions.info/fileadmin/res_e_regions/WP_1/ULFME_High-quality_publication.pdf
SI_HP_949 | Slovenia | Savica | Savica | Danube |  | Existing |  |  |  |  | 3.3 | 0 |  | Gorenjske elektrarne | Gorenjske elektrarne |  |  | public | [5 empty] | operational>10 | 1941 | [15 empty] | N/A |  | http://www.gek.si/voda/200400090/Tehnicni_podatki
SI_HP_950 | Slovenia | Lomscica | Lomscica |  |  | Existing |  |  |  |  | 2 | 0 |  | Gorenjske elektrarne | Gorenjske elektrarne |  |  | public | [5 empty] | operational>10 | 1991 | [15 empty] | N/A |  | http://www.gek.si/voda/200400095/Tehnicni_podatki
SI_HP_951 | Slovenia | Rudnik Svinca Mezica | Mezica | Danube | Mezica | Existing |  |  |  |  | 2.25 | 0 |  | not identified | not identified | [8 empty] | operational>10 | 1948 | [15 empty] | N/A |  | ftp://ksh.fgg.uni-lj.si/acta/a29-mp.pdf
SI_HP_985 | Slovenia | Soteska | Sava Bohinjka | Danube |  | Existing |  |  |  |  | 1.6 | 0 |  | Gorenjske elektrarne | Gorenjske elektrarne | [8 empty] | operational>10 | 1979 | [15 empty] | N/A |  | http://www.gek.si/voda/200400091/Tehnicni_podatki
SI_HP_986 | Slovenia | Majdicev log (Kranj) | Sava | Danube | Kranj | Existing |  |  |  |  | 2 | 0 |  | not identified | not identified | [8 empty] | operational>10 | 1918 | [15 empty] | N/A |  | http://www.s-sess.kr.edus.si/20082009/dogodki/22_ekskurzija/ekskurzija.pdf
SI_HP_987 | Slovenia | Middle Sava HPPs / Tacen | Sava | Danube |  | Greenfield |  | Sava river | Natura 2000 | Inside | 0 | 30.1 |  | Holding slovenske elektrarne (HSE) doo | Holding Slovenske elektrarne (HSE) d.o.o. |  |  | public | [5 empty] | planned | N/A | [15 empty] | None | Completion date for whole cascade only in 2030 | http://www.hse.si/en/files/default/letna-porocila/en/HSE12-Annual-Report.pdf
SI_HP_988 | Slovenia | Middle Sava HPPs / Trbovlje | Sava | Danube |  | Greenfield |  |  | Other protected area | Inside | 0 | 27.8 |  | Holding slovenske elektrarne (HSE) doo | Holding Slovenske elektrarne (HSE) d.o.o. |  |  | public | [5 empty] | planned | N/A | [15 empty] | None | Completion date for whole cascade only in 2030 | http://www.hse.si/en/files/default/letna-porocila/en/HSE12-Annual-Report.pdf
SI_HP_989 | Slovenia | Middle Sava HPPs / Renke | Sava | Danube |  | Greenfield |  |  | Other protected area | Inside | 0 | 28.6 |  | Holding slovenske elektrarne (HSE) doo | Holding Slovenske elektrarne (HSE) d.o.o. |  |  | public | [5 empty] | planned | N/A | [15 empty] | None | Completion date for whole cascade only in 2030 | http://www.hse.si/en/files/default/letna-porocila/en/HSE12-Annual-Report.pdf; http://www.ceer.eu/portal/page/portal/EER_HOME/EER_PUBLICATIONS/NATIONAL_REPORTS/National%20Reporting%202013/NR_En/C13_NR_Slovenia-EN.pdf
SI_HP_990 | Slovenia | Middle Sava HPPs / Suhadol | Sava | Danube |  | Greenfield |  |  | Other protected area | Inside | 0 | 39.3 |  | Holding slovenske elektrarne (HSE) doo | Holding Slovenske elektrarne (HSE) d.o.o. |  |  | public | [5 empty] | planned | N/A | [15 empty] | None | Completion date for whole cascade only in 2030 | http://www.hse.si/en/files/default/letna-porocila/en/HSE12-Annual-Report.pdf
SI_HP_991 | Slovenia | Middle Sava HPPs / Ponovice | Sava | Danube |  | Greenfield |  |  | Other protected area | Inside | 0 | 63 |  | Holding slovenske elektrarne (HSE) doo | Holding Slovenske elektrarne (HSE) d.o.o. |  |  | public | [5 empty] | planned | N/A | [15 empty] | None | Completion date for whole cascade only in 2030 | http://www.hse.si/en/files/default/letna-porocila/en/HSE12-Annual-Report.pdf
SI_HP_992 | Slovenia | Middle Sava HPPs / Kresnice | Sava | Danube |  | Greenfield |  |  | Other protected area | Inside | 0 | 27.7 |  | Holding slovenske elektrarne (HSE) doo | Holding Slovenske elektrarne (HSE) d.o.o. |  |  | public | [5 empty] | planned | N/A | [15 empty] | None | Completion date for whole cascade only in 2030 | http://www.hse.si/en/files/default/letna-porocila/en/HSE12-Annual-Report.pdf
SI_HP_993 | Slovenia | Middle Sava HPPs / Jevnica | Sava | Danube |  | Greenfield |  |  | Other protected area | Inside | 0 | 22.9 |  | Holding slovenske elektrarne (HSE) doo | Holding Slovenske elektrarne (HSE) d.o.o. |  |  | public | [5 empty] | planned | N/A | [15 empty] | None | Completion date for whole cascade only in 2030 | http://www.hse.si/en/files/default/letna-porocila/en/HSE12-Annual-Report.pdf
SI_HP_994 | Slovenia | Middle Sava HPPs / Gameljne | Sava | Danube |  | Greenfield |  | Sava river | Natura 2000 | Inside | 0 | 24.4 |  | Holding slovenske elektrarne (HSE) doo | Holding Slovenske elektrarne (HSE) d.o.o. |  |  | public | [5 empty] | planned | N/A | [15 empty] | None | Completion date for whole cascade only in 2030 | http://www.hse.si/en/files/default/letna-porocila/en/HSE12-Annual-Report.pdf
SI_HP_995 | Slovenia | Middle Sava HPPs / Zalog | Sava | Danube |  | Greenfield |  |  | Other protected area | Inside | 0 | 15.7 |  | Holding slovenske elektrarne (HSE) doo | Holding Slovenske elektrarne (HSE) d.o.o. |  |  | public | [5 empty] | planned | N/A | [15 empty] | None | Completion date for whole cascade only in 2030 | http://www.hse.si/en/files/default/letna-porocila/en/HSE12-Annual-Report.pdf
SI_HP_996 | Slovenia | Middle Sava HPPs / Sentjakob | Sava | Danube |  | Greenfield |  |  | Other protected area | Inside | 0 | 15.9 |  | Holding slovenske elektrarne (HSE) doo | Holding Slovenske elektrarne (HSE) d.o.o. |  |  | public | [5 empty] | planned | N/A | [15 empty] | None | Completion date for whole cascade only in 2030 | http://www.hse.si/en/files/default/letna-porocila/en/HSE12-Annual-Report.pdf
SI_HP_997 | Slovenia | Fuzine | Ljubljanica | Danube | Ljubljana | Existing | [7 empty] | not identified | not identified | [8 empty] | operational>10 | 1897 | [15 empty] | N/A |  | http://leon.fe.uni-lj.si/media/uploads/files/Pedagosko%20delo%20Cepin/ELEKTROENERGETIKA-cepin-predavanja.pdf
SI_HP_998 | Slovenia | Varpolje | Savinja | Danube |  | Existing | [7 empty] | Rakun Franc sp | Rakun Franc sp | [8 empty] | operational>10 | [16 empty] | N/A | Small HPP, capacity not known. Commissioning date not clear but production data given for 2005 so must be at least 10 years old. | http://www.mg.gov.si/fileadmin/mg.gov.si/pageuploads/Energetika/Register_KP1.htm
SI_HP_999 | Slovenia | Okonina | Savinja | Danube |  | Unclear | [7 empty] | not identified | not identified | [8 empty] | unclear | [16 empty] | N/A | No information available
SI | Slovenia | Lower Sava HPPs / Krsko | Sava | Danube | Krsko | Greenfield |  |  |  |  | 39.5 | 0 |  | Hidroelektrarne na spodnji Savi | Holding slovenske elektrarne (HSE) doo (51%); GEN Energija (12,6%); Dravske elentrarne (30,8%); other shareholders (5,6%) |  |  | public | [5 empty] | operational<5 | 2013 |  |  | 165 |  | SI-MDB | European Investment Bank (EIB) | Completed | credit | see Blanca | [6 empty] | Yes | EIB web info: Signed on 15.02.2006: EUR 43,000,000 Signed on27.09.2007: EUR 13,000,000 Signed on 10.07.2008: EUR 74,000,000 EIB e-mail info: 15/02/2006 Pumped power station: 12.9 mil EUR 15/02/2006 Hydropower: run of the river: 30.1 mil EUR 27/09/2007 Pumped power station: 3.9 mil EUR 27/09/2007 Hydropower: run of the river: 9.1 mil EUR 10/07/2008 Pumped power station: 22.2 mil EUR 10/07/2008 Hydropower: run of the river: 51.8 The construction project of the hydro power plants chain on the lower Sava River, led by the company HESS, came into majority ownership of the GEN Group, after the HSE sold its 35.6% share in HESS. The HSE Group now holds a 49% share in HESS. | http://www.sloveniatimes.com/new-hydro-power-plant-on-sava-river; http://www.hse.si/en/projects/hydro/construction-of-hpps-on-the-lower-sava-river; http://www.eib.org/projects/pipeline/2004/20040361.htm; http://europa.eu/rapid/press-release_BEI-06-15_en.doc; http://www.hse.si/en/files/default/letna-porocila/en/ANNUAL-REPORT-2014.pdf
SI | Slovenia | Lower Sava HPPs / Bostanj | Sava | Danube | Bostanj | Greenfield |  |  |  |  | 32.5 | 0 |  | Hidroelektrarne na spodnji Savi | Holding slovenske elektrarne (HSE) doo (51%); GEN Energija (12,6%); Dravske elentrarne (30,8%); other shareholders (5,6%) |  |  | public | [5 empty] | operational 5-10 | 2006 | [15 empty] | Not identified | Focus: Minimization of the impact on parts, areas and structures of natural treasures and cultural heritage. The construction project of the hydro power plants chain on the lower Sava River, led by the company HESS, came into majority ownership of the GEN Group, after the HSE sold its 35.6% share in HESS. The HSE Group now holds a 49% share in HESS. | http://www.sloveniatimes.com/new-hydro-power-plant-on-sava-river; http://www.hse.si/en/files/default/letna-porocila/en/ANNUAL-REPORT-2014.pdf, http://www.he-ss.si/eng/he-bostanj-milestones.html
SI | Slovenia | Lower Sava HPPs / Mokrice | Sava | Danube | Mokrice | Greenfield |  |  | Other protected area | Inside | 0 | 30.5 |  | Hidroelektrarne na spodnji Savi | Holding slovenske elektrarne (HSE) doo (51%); GEN Energija (12,6%); Dravske elentrarne (30,8%); other shareholders (5,6%) |  |  | public | [5 empty] | planned | N/A | [15 empty] | Yes | A design project was prepared in 2013 and the national Spatial plan (nSp) was adopted. (HSE 2013 Annual report) The construction project of the hydro power plants chain on the lower Sava River, led by the company HESS, came into majority ownership of the GEN Group, after the HSE sold its 35.6% share in HESS. The HSE Group now holds a 49% share in HESS. To be financed from Slovene government sources. | http://www.sloveniatimes.com/new-hydro-power-plant-on-sava-river; http://www.balkaneu.com/21230/; http://www.ceer.eu/portal/page/portal/EER_HOME/EER_PUBLICATIONS/NATIONAL_REPORTS/National%20Reporting%202013/NR_En/C13_NR_Slovenia-EN.pdf; http://www.he-ss.si/he-mokrice-splosno.html; http://www.hse.si/en/files/default/letna-porocila/en/ANNUAL-REPORT-2014.pdf, http://www.delo.si/gospodarstvo/infrastruktura/o-financnih-virih-za-he-mokrice-se-ne-morem-govoriti.html, https://www.uradni-list.si/glasilo-uradni-list-rs/vsebina/2017-01-3164?sop=2017-01-3164
SI | Slovenia | Lower Sava HPPs / Brezice | Sava | Danube | Brezice | Greenfield |  |  |  |  | 41.5 | 0 |  | Hidroelektrarne na spodnji Savi | Holding slovenske elektrarne (HSE) doo (51%); GEN Energija (12,6%); Dravske elentrarne (30,8%); other shareholders (5,6%) |  |  | public | [5 empty] | operational<5 | 2017 |  |  | 270 |  | SI-MDB | European Investment Bank (EIB) | Approved | credit | 135 | [6 empty] | Yes | The EIB's website names the loan as approved but does not mention signing. However an EIB presentation from 2017 names the project so it is assumed the bank went ahead. Trial operation started in autumn 2017. The construction project of the hydropower plants chain on the lower Sava River, led by the company HESS, came into majority ownership of the GEN Group, after the HSE sold its 35.6% share in HESS. The HSE Group now holds a 49% share in HESS. | http://www.sloveniatimes.com/new-hydro-power-plant-on-sava-river; http://www.eib.org/projects/pipeline/2013/20130148.htm; http://www.ceer.eu/portal/page/portal/EER_HOME/EER_PUBLICATIONS/NATIONAL_REPORTS/National%20Reporting%202013/NR_En/C13_NR_Slovenia-EN.pdf; http://www.hse.si/en/files/default/letna-porocila/en/ANNUAL-REPORT-2014.pdf, http://www.he-ss.si/eng/he-brezice-milestones.html, https://www.unece.org/fileadmin/DAM/env/documents/2017/WAT/06June_21-23_CC_WS_Training/presentations/Session_7_From_concept_to_construction_EIB_lessons_learned_from_selecting_and_financing_a_bankable_projects_Emmanuel_Chaponniere.pdf
SI | Slovenia | Lower Sava HPPs / Blanca (also Arto-blanca) | Sava | Danube | Blanca | Greenfield |  |  |  |  | 42.5 | 0 |  | Hidroelektrarne na spodnji Savi | Holding slovenske elektrarne (HSE) doo (51%); GEN Energija (12,6%); Dravske elentrarne (30,8%); other shareholders (5,6%) |  |  | public | [5 empty] | operational 5-10 | 2008 |  |  | 260 (Blanca+Krsko+Avce) |  | SI-MDB | European Investment Bank (EIB) | Signed | credit | 221 | [6 empty] | Yes | EUR 221 is for Blanca and Krsko. EIB web info: Signed on 15.02.2006: EUR 43,000,000 Signed on27.09.2007: EUR 13,000,000 Signed on 10.07.2008: EUR 74,000,000 EIB e-mail info: 15/02/2006 Pumped power station: 12.9 mil EUR 15/02/2006 Hydropower: run of the river: 30.1 mil EUR 27/09/2007 Pumped power station: 3.9 mil EUR 27/09/2007 Hydropower: run of the river: 9.1 mil EUR 10/07/2008 Pumped power station: 22.2 mil EUR 10/07/2008 Hydropower: run of the river: 51.8" The construction project of the hydro power plants chain on the lower Sava River, led by the company HESS, came into majority ownership of the GEN Group, after the HSE sold its 35.6% share in HESS. The HSE Group now holds a 49% share in HESS. | http://www.sloveniatimes.com/new-hydro-power-plant-on-sava-river; http://www.eib.org/projects/pipeline/2004/20040361.htm; http://europa.eu/rapid/press-release_BEI-06-15_en.doc
SI | Slovenia | Avce | Soca | Danube | Kanal; Nova Gorica | Greenfield |  |  |  |  | 178 | 0 |  | Soske elektrarne Nova Gorica (SENG) d.o.o | Holding Slovenske elektrarne (HSE) d.o.o. | Slovenia | 100% | public |  |  |  |  | RUDIS d.o.o. (Slovenia); Mitsubishi Electric Corporation (Japan); Sumitomo (Japan) | operational 5-10 | 2010 |  |  | 122 |  | SI-MDB | European Investment Bank (EIB) | Signed | credit | 43 | Unicredit - Bank Austria Creditanstalt | [5 empty] | Yes | Soške elektrarne Nova Gorica signed a loan agreement with the EIB for 43 million EUR for the completion of the first pumped storage hydropower plant in Slovenia - PSP Avče. The loan was secured by a syndicate guarantee contract between banks led by Bank Austria Creditanstalt AG Vienna. HSE is involved as a guarantor. In addition, Bank Austria Creditanstalt AG Vienna syndicated a Guarantee Agreement with participation of Bayerische Landesbank Munich, New Ljubljana Bank Ljubljana and Nova KBM Maribor. This is the first SENG long-term loan with a payback period of 14 years. Total investment in the PSP Avče is EUR 91.4 million and will be - in addition to long-term loans -financed mainly from its own resources. Soške elektrarne Nova Gorica also signed a guarantee contract for the 14-year loan with a consortium of domestic and foreign banks. guarantor BankAustria - loan EIB guarantor BAYERISCHE - loan EIB guarantor NOVA LB - loan EIB guarantor NOVA KMB - loan EIB guarantor NOVA KMB - loan EIB guarantor Banka VIPA - concession liability EIB web info: Signed on 15.02.2006: EUR 43,000,000 Signed on 27.09.2007: EUR 13,000,000 Signed on 10.07.2008: EUR 74,000,000 EIB e-mail info: 15/02/2006 Pumped power station: 12.9 mil EUR 15/02/2006 Hydropower: run of the river: 30.1 mil EUR 27/09/2007 Pumped power station: 3.9 mil EUR 27/09/2007 Hydropower: run of the river: 9.1 mil EUR 10/07/2008 Pumped power station: 22.2 mil EUR 10/07/2008 Hydropower: run of the river: 51.8 | http://europa.eu/rapid/press-release_BEI-06-15_en.htm; http://www.eib.org/projects/pipeline/2004/20040361.htm; http://www.hydroworld.com/articles/2010/04/slovenia-s-first-pumped-storage.html; http://www.poslovni.hr/trzista/slovenija-eib-financira-he-avce-6095
| Slovenia | Avce |  |  |  | Additional row: Multiple financing sources | [28 empty] | Bayerische Landesbank (Germany) | Completed |  |  |  |  | Yes |  | http://europa.eu/rapid/press-release_BEI-06-15_en.htm; http://www.eib.org/projects/pipeline/2004/20040361.htm; http://www.hydroworld.com/articles/2010/04/slovenia-s-first-pumped-storage.html; http://www.poslovni.hr/trzista/slovenija-eib-financira-he-avce-6095
| Slovenia | Avce |  |  |  | Additional row: Multiple financing sources | [28 empty] | Nova KBM (Slovenia) | Completed |  |  |  |  | Yes |  | http://europa.eu/rapid/press-release_BEI-06-15_en.htm; http://www.eib.org/projects/pipeline/2004/20040361.htm; http://www.hydroworld.com/articles/2010/04/slovenia-s-first-pumped-storage.html; http://www.poslovni.hr/trzista/slovenija-eib-financira-he-avce-6095
| Slovenia | Avce |  |  |  | Additional row: Multiple financing sources | [28 empty] | NLB (Slovenia) | Completed |  |  |  |  | Yes |  | http://europa.eu/rapid/press-release_BEI-06-15_en.htm; http://www.eib.org/projects/pipeline/2004/20040361.htm; http://www.hydroworld.com/articles/2010/04/slovenia-s-first-pumped-storage.html; http://www.poslovni.hr/trzista/slovenija-eib-financira-he-avce-6095
SI | Slovenia | Plave cascade / Plave 1 | Soca | Adriatic |  | Rehabilitation |  |  |  |  | 15 | 0 |  | Soske elektrarne Nova Gorica (SENG) d.o.o | Holding Slovenske elektrarne (HSE) d.o.o. | Slovenia | Republic of Slovenia | public | [5 empty] | operational>10 | 1940 | [15 empty] | N/A |  | http://www.sloveniatimes.com/overhaul-of-oldest-power-plant-on-soca-river-complete; http://www.seng.si/hydro_power_plants/hydro_power_plants/big_hydroplants/; http://www.seng.si/mma_bin.php/$fId/2014102313094150/$fName/Annual+report+2013.pdf
SI | Slovenia | Doblar cascade / Doblar 1 | Soca | Adriatic | Doblar | Rehabilitation |  |  |  |  | 30 | 0 |  | Soske elektrarne Nova Gorica (SENG) d.o.o | Holding Slovenske elektrarne (HSE) d.o.o. | Slovenia | Republic of Slovenia | public |  |  |  |  | RUDIS d.o.o. (Slovenia); Litostroj Power (Slovenia); Hydro Hit d.o.o. (Slovenia) | operational>10 | 1939 | [15 empty] | N/A |  | http://www.rudis.si/en/reference/reconstruction-of-the-hydro-power-plant-doblar-1-on-the-soca-river/; http://www.seng.si/hydro_power_plants/hydro_power_plants/big_hydroplants/
SI | Slovenia | Doblar cascade / Doblar 2 | Soca | Adriatic | Doblar | Existing |  |  |  |  | 40 | 0 |  | Soske elektrarne Nova Gorica (SENG) d.o.o | Holding Slovenske elektrarne (HSE) d.o.o. | Slovenia | Republic of Slovenia | public |  |  |  |  | RUDIS d.o.o. (Slovenia) | operational>10 | 2002 | [15 empty] | N/A |  | http://www.rudis.si/en/reference/construction-of-hydro-power-plants-plave-2-and-doblar-2-on-the-soca-river/; http://www.seng.si/hydro_power_plants/hydro_power_plants/big_hydroplants/
SI | Slovenia | Gradisce | Vipava | Adriatic |  | Existing |  | Vipava river | Natura 2000 | Inside | 0.15 | 0 |  | Soske elektrarne Nova Gorica (SENG) d.o.o | Holding Slovenske elektrarne (HSE) d.o.o. | Slovenia | Republic of Slovenia | public | [5 empty] | operational>10 | 1922 | [15 empty] | N/A |  | http://www.seng.si/hydro_power_plants/hydro_power_plants/small_hydroplants/
SI | Slovenia | Pluzna | Gljun |  |  | Existing |  |  |  |  | 1.72 | 0 |  | Soske elektrarne Nova Gorica (SENG) d.o.o | Holding Slovenske elektrarne (HSE) d.o.o. | Slovenia | 100% | public | [5 empty] | operational>10 | 1931 | [15 empty] | N/A |  | http://www.seng.si/hydro_power_plants/hydro_power_plants/small_hydroplants/
SI | Slovenia | Moznica | Koritnica |  |  | Existing |  | Koritnica river | Other protected area | Inside | 0.53 | 0 |  | Soske elektrarne Nova Gorica (SENG) d.o.o | Holding Slovenske elektrarne (HSE) d.o.o. | Slovenia | 100% | public | [5 empty] | operational>10 | 1911 | [15 empty] | N/A |  | http://www.seng.si/hydro_power_plants/hydro_power_plants/small_hydroplants/
SI | Slovenia | Log | Mangartski |  |  | Existing |  | Triglav National Park | National Park | Inside | 1.6 | 0 |  | Soske elektrarne Nova Gorica (SENG) d.o.o | Holding Slovenske elektrarne (HSE) d.o.o. | Slovenia | 100% | public | [5 empty] | operational>10 | 1931 | [15 empty] | N/A |  | http://www.seng.si/hydro_power_plants/hydro_power_plants/small_hydroplants/
SI | Slovenia | Tolmin | Tolminka |  |  | Existing |  |  | Other protected area | Inside | 0.109 | 0 |  | Soske elektrarne Nova Gorica (SENG) d.o.o | Holding Slovenske elektrarne (HSE) d.o.o. | Slovenia | 100% | public | [5 empty] | operational>10 | 1995 | [15 empty] | N/A |  | http://www.seng.si/hydro_power_plants/hydro_power_plants/small_hydroplants/
SI | Slovenia | Knezke Ravne cascade / Knezke Ravne 1 | Proscek |  |  | Existing |  |  |  |  | 0.1 | 0 |  | Soske elektrarne Nova Gorica (SENG) d.o.o | Holding Slovenske elektrarne (HSE) d.o.o. | Slovenia | 100% | public | [5 empty] | operational>10 | 1979 | [15 empty] | N/A | NLB financed according to SENG 2006 annual report | http://www.seng.si/hydro_power_plants/hydro_power_plants/small_hydroplants/
SI | Slovenia | Knezke Ravne cascade / Knezke Ravne 2 | Proscek |  |  | Existing |  |  |  |  | 0.81 | 0 |  | Soske elektrarne Nova Gorica (SENG) d.o.o | Holding Slovenske elektrarne (HSE) d.o.o. | Slovenia | 100% | public | [5 empty] | operational>10 | 1993 | [15 empty] | N/A |  | http://www.seng.si/hydro_power_plants/hydro_power_plants/small_hydroplants/
SI | Slovenia | Baca | Mohorcev |  |  | Existing |  |  |  |  | 0.5 | 0 |  | Soske elektrarne Nova Gorica (SENG) d.o.o | Holding Slovenske elektrarne (HSE) d.o.o. | Slovenia | 100% | public | [5 empty] | operational>10 | 1991 | [15 empty] | N/A |  | http://www.seng.si/hydro_power_plants/hydro_power_plants/small_hydroplants/
SI | Slovenia | Podmelec | Baca |  |  | Existing |  |  |  |  | 0.425 | 0 |  | Soske elektrarne Nova Gorica (SENG) d.o.o | Holding Slovenske elektrarne (HSE) d.o.o. | Slovenia | 100% | public | [5 empty] | operational>10 | 1931 | [15 empty] | N/A |  | http://www.seng.si/hydro_power_plants/hydro_power_plants/small_hydroplants/
SI | Slovenia | Cerkno | Zaposka |  |  | Existing |  |  |  |  | 0.436 | 0 |  | Soske elektrarne Nova Gorica (SENG) d.o.o | Holding Slovenske elektrarne (HSE) d.o.o. | Slovenia | 100% | public | [5 empty] | operational>10 | 1984 | [15 empty] | N/A |  | http://www.seng.si/hydro_power_plants/hydro_power_plants/small_hydroplants/
SI | Slovenia | Pecnik | Peklenska |  |  | Existing |  |  |  |  | 0.095 | 0 |  | Soske elektrarne Nova Gorica (SENG) d.o.o | Holding Slovenske elektrarne (HSE) d.o.o. | Slovenia | 100% | public | [5 empty] | operational>10 | 1983 | [15 empty] | N/A |  | http://www.seng.si/hydro_power_plants/hydro_power_plants/small_hydroplants/
SI | Slovenia | Jelenk | Jelenk |  |  | Existing |  |  |  |  | 0.07 | 0 |  | Soske elektrarne Nova Gorica (SENG) d.o.o | Holding Slovenske elektrarne (HSE) d.o.o. | Slovenia | 100% | public | [5 empty] | operational>10 | 1987 | [15 empty] | N/A |  | http://www.seng.si/hydro_power_plants/hydro_power_plants/small_hydroplants/
SI | Slovenia | Marof | Idrijca | Adriatic |  | Existing |  | Idrijca river | Natura 2000 | Inside | 0.44 | 0 |  | Soske elektrarne Nova Gorica (SENG) d.o.o | Holding Slovenske elektrarne (HSE) d.o.o. | Slovenia | 100% | public | [5 empty] | operational>10 | 1932 | [15 empty] | N/A |  | http://www.seng.si/hydro_power_plants/hydro_power_plants/small_hydroplants/
SI | Slovenia | Trebusa | Trebusica |  |  | Existing |  |  |  |  | 0.76 | 0 |  | Soske elektrarne Nova Gorica (SENG) d.o.o | Holding Slovenske elektrarne (HSE) d.o.o. | Slovenia | 100% | public | [5 empty] | operational>10 | 1985 | [15 empty] | N/A |  | http://www.seng.si/hydro_power_plants/hydro_power_plants/small_hydroplants/
SI | Slovenia | Mesto | Idrijca | Adriatic |  | Rehabilitation |  | Idrijca river | Natura 2000 | Inside | 0.2 | 0 |  | Soske elektrarne Nova Gorica (SENG) d.o.o | Holding Slovenske elektrarne (HSE) d.o.o. | Slovenia | 100% | public |  |  |  |  | Hydro Hit d.o.o. (Slovenia) | operational>10 | 1909 | [15 empty] | N/A |  | http://hydro-hit.si/en/projects/reconstruction_projects/
SI | Slovenia | Mrzla Rupa | Idrijca | Adriatic |  | Existing |  |  |  |  | 0.648 | 0 |  | Soske elektrarne Nova Gorica (SENG) d.o.o | Holding Slovenske elektrarne (HSE) d.o.o. | Slovenia | 100% | public | [5 empty] | operational>10 | 1989 | [15 empty] | N/A |  | http://www.seng.si/hydro_power_plants/hydro_power_plants/small_hydroplants/
SI | Slovenia | Hubelj | Hubelj |  |  | Existing |  |  |  |  | 2.1 | 0 |  | Soske elektrarne Nova Gorica (SENG) d.o.o | Holding Slovenske elektrarne (HSE) d.o.o. | Slovenia | 100% | public | [5 empty] | operational>10 | 1931 | [15 empty] | N/A |  | http://www.seng.si/hydro_power_plants/hydro_power_plants/small_hydroplants/
SI | Slovenia | Planina | Unec |  |  | Existing |  | Unec river | Other protected area | Inside | 0.316 | 0 |  | Soske elektrarne Nova Gorica (SENG) d.o.o | Holding Slovenske elektrarne (HSE) d.o.o. | Slovenia | 100% | public | [5 empty] | operational>10 | 1989 | [15 empty] | N/A |  | http://www.seng.si/hydro_power_plants/hydro_power_plants/small_hydroplants/
SI | Slovenia | Klavzarica | Klavzarica |  |  | Greenfield |  | Klavzarica river | Other protected area | Inside | 0.303 | 0 |  | Soske elektrarne Nova Gorica (SENG) d.o.o | Holding Slovenske elektrarne (HSE) d.o.o. | Slovenia | 100% | public | [5 empty] | operational 5-10 | 2006 | Unclear |  |  | Unclear | [11 empty] | Yes | Financed by own funds according to SENG 2004 annual report | http://www.seng.si/hydro_power_plants/hydro_power_plants/small_hydroplants/, http://www.seng.si/about_our_company/company_profile/
SI | Slovenia | Ajba | Soca | Adriatic |  | Conversion |  |  |  |  | 0.25 | 0 |  | Soske elektrarne Nova Gorica (SENG) d.o.o | Holding Slovenske elektrarne (HSE) d.o.o. | Slovenia | 100% | public |  |  |  |  | Hydro Hit d.o.o. (Slovenia) | operational 5-10 | 2008 | [15 empty] | N/A | Ajba 1 was already existing and an investment was made to install a small hydropower plant to make use of the biological minimum flow | http://www.seng.si/hydro_power_plants/hydro_power_plants/small_hydroplants/, http://www.seng.si/about_our_company/company_profile/
SI | Slovenia | Malin | Trziska Bistrica |  |  | Greenfield |  |  | Other protected area | Inside | 0.3 | 0 |  | not identified | not identified | [7 empty] | Hydro Hit d.o.o. (Slovenia) | operational<5 | 2013 | [15 empty] | Not identified |  | http://hydro-hit.si/en/projects/new_construction_projects/25/shpp_malin/
SI | Slovenia | Crni Potok | Crni potok |  | Susjek; Sopota | Existing |  |  |  |  | 0.28 | 0 |  | Elektro Ljubljana OVE d.o.o | Elektro Ljubljana d.d. | Slovenia |  | public |  |  |  |  | Hydro Hit d.o.o. (Slovenia) | operational>10 | 1986 | [15 empty] | N/A |  | http://hydro-hit.si/en/projects/new_construction_projects/24/shpp_crni_potok_susjek_sopota/, http://www.el-ove.si/dejavnosti
SI | Slovenia | Lom | Meza | Danube | Lom | Rehabilitation | [7 empty] | not identified | not identified | [7 empty] | Hydro Hit d.o.o. (Slovenia) | operational>10 | Unclear | [15 empty] | N/A | Commissioning date not clear but presumably more than 10 years old by the fact it needed rehabilitation. | http://hydro-hit.si/en/projects/reconstruction_projects/14/hpp_lom/
SI | Slovenia | Mislinja | Mislinje |  |  | Rehabilitation | [7 empty] | MHE Elpro d.o.o. | Elektro Celje d.d. | Slovenia | [6 empty] | Hydro Hit d.o.o. (Slovenia) | operational>10 | Unclear | [15 empty] | N/A | Built some time between 1985 and 1991, according to 2012 annual report | http://hydro-hit.si/en/projects/revitalisation_projects/, http://www.dlib.si/stream/URN:NBN:SI:DOC-RVEOC5CX/4064d4e9-f243-47f9-97ec-d5e6a2b970d8/PDF, https://www.elektro-celje.si/si/elektro-celje/letna-porocila
SI | Slovenia | Rastke |  |  |  | Existing | [7 empty] | MHE Elpro d.o.o. | Elektro Celje d.d. | Slovenia | [7 empty] | operational>10 | 1989 | [15 empty] | N/A |  | https://www.elektro-celje.si/si/elektro-celje/letna-porocila, http://www.dlib.si/stream/URN:NBN:SI:DOC-N1LY0FR1/927759e5-1c5c-40da-8e27-46138cdb17bd/TEXT.
SI | Slovenia | Ljubija zgornja |  |  |  | Existing | [7 empty] | MHE Elpro d.o.o. | Elektro Celje d.d. | Slovenia | [7 empty] | operational>10 | Unclear | [15 empty] | N/A | Built some time between 1985 and 1991, according to 2012 annual report | https://www.elektro-celje.si/si/elektro-celje/letna-porocila
SI | Slovenia | Ljubija spodnja |  |  |  | Existing | [7 empty] | MHE Elpro d.o.o. | Elektro Celje d.d. | Slovenia | [7 empty] | operational>10 | Unclear | [15 empty] | N/A | Built some time between 1985 and 1991, according to 2012 annual report | https://www.elektro-celje.si/si/elektro-celje/letna-porocila
SI | Slovenia | Kneza | Kneza |  |  | Greenfield |  | Baca river | Natura 2000 | Inside | 0 | 0.85 |  | Soske elektrarne Nova Gorica (SENG) d.o.o | Holding Slovenske elektrarne (HSE) d.o.o. | Slovenia | 100% | public | [5 empty] | under construction | N/A | [15 empty] | Not identified | Construction expected to finish in 2018 | http://www.seng.si/mma_bin.php/$fId/2014102313094150/$fName/Annual+report+2013.pdf, http://www.seng.si/o_druzbi/predstavitev_druzbe/, http://www.hse.si/si/files/default/casopis-energija/2016/Casopis-energija-december-2017.pdf
SI | Slovenia | Ucja | Ucja |  |  | Greenfield |  | Ucja river | Natura 2000 | Inside | 0 | 34 |  | Soske elektrarne Nova Gorica (SENG) d.o.o | Holding Slovenske elektrarne (HSE) d.o.o. | Slovenia | 100% | public | [5 empty] | planned | N/A | [15 empty] | None | As of the 2016 annual report, activities still looked to be at an early stage. | http://www.seng.si/mma_bin.php/$fId/2014102313094150/$fName/Annual+report+2013.pdf, https://www.seng.si/o_druzbi/predstavitev_druzbe/
SI | Slovenia | Zadlascica 2 | Zadlascica |  |  | Greenfield |  |  |  |  | 0 | 5 |  | Soske elektrarne Nova Gorica (SENG) d.o.o | Holding Slovenske elektrarne (HSE) d.o.o. | Slovenia | 100% | public | [5 empty] | planned | N/A | [15 empty] | None | In 2013 and 2014 annual reports it says SENG will start preparing studies. In the 2016 report it is mentioned but progress is unclear. | http://www.seng.si/mma_bin.php/$fId/2014102313094150/$fName/Annual+report+2013.pdf, http://www.seng.si/about_our_company/company_profile/
SI | Slovenia | Moznica | Moznica |  |  | Greenfield |  |  |  |  | 0 | 1 |  | Soske elektrarne Nova Gorica (SENG) d.o.o | Holding Slovenske elektrarne (HSE) d.o.o. | Slovenia | 100% | public | [5 empty] | planned | N/A | [15 empty] | None | In 2013 and 2014 annual reports it says SENG will start preparing studies. In the 2016 report it is mentioned but progress is unclear. | http://www.seng.si/mma_bin.php/$fId/2014102313094150/$fName/Annual+report+2013.pdf, http://www.seng.si/about_our_company/company_profile/
SI | Slovenia | Vrhovo | Sava | Danube |  | Existing | [7 empty] | Savske Elektrarne Ljubljana (SEL) | GEN energija | Slovenia | 100% | public | [5 empty] | concession awarded | N/A | [15 empty] | N/A |  | http://www.sel.si/HE-vrhovo
SI | Slovenia | Kozjak | Drava | Danube |  | Greenfield |  |  | Other protected area | Inside |  |  |  | Dravske elektrarne Maribor (DEM) | Holding Slovenske elektrarne (HSE) d.o.o. | Slovenia | 100% | public | [5 empty] | potential | N/A | [15 empty] | None | DEM annual report 2016: "In 2013 and 2014 activities concerning the EIA and the grounds for the EIA were not carried out due to the agreement on the adjusted pace of the project with regard to the recommendations of HSE. The project was stopped by a decision of DEM leadership in July 2015. All the concluded contracts, except the information office, have been terminated. In 2016 there were no significant activities. Project activities have been stopped and the project itself is suspended, since the decision on the adopted NSP for the facility still applies." | http://www.dem.si/en-gb/Development-opportunities/Pumped-storage-hydroelectric-PP, http://www.dem.si/Portals/0/Documents/LetnaPorocila/DEM%20Annual%20Report%202016.pdf
SI | Slovenia | Pesnica | Pesnica | Drava | Ormoz | Greenfield |  |  |  |  | 0 | 0.34 |  | Dravske elektrarne Maribor (DEM) | Holding Slovenske elektrarne (HSE) d.o.o. | Slovenia | 100% | public | [5 empty] | planned | N/A | [15 empty] | None |  | http://www.dem.si/en-gb/Development-opportunities/Small-HPP
SI | Slovenia | Markovci | Rogoznica | Drava |  | Greenfield |  |  |  |  | 0.775 | 0 |  | Dravske elektrarne Maribor (DEM) | Holding Slovenske elektrarne (HSE) d.o.o. | Slovenia | 100% | public | [5 empty] | operational 5-10 | 2012 | [15 empty] | Not identified |  | http://www.dem.si/Portals/0/Documents/LetnaPorocila/DEM%20Annual%20Report%202016.pdf
SI | Slovenia | Markovci II | Rogoznica | Drava |  | Greenfield |  |  |  |  | 0 | 0.05 |  | Dravske elektrarne Maribor (DEM) | Holding Slovenske elektrarne (HSE) d.o.o. | Slovenia | 100% | public | [5 empty] | planned | N/A | [15 empty] | None |  | http://www.dem.si/en-gb/Development-opportunities/Small-HPP
SI | Slovenia | Ravne | Meza | Drava | Dravograd | Greenfield |  |  |  |  | 0 | 0.195 |  | Dravske elektrarne Maribor (DEM) | Holding Slovenske elektrarne (HSE) d.o.o. | Slovenia | 100% | public | [5 empty] | planned | N/A | [15 empty] | None |  | http://www.dem.si/en-gb/Development-opportunities/Small-HPP, http://www.dem.si/Portals/0/Documents/LetnaPorocila/DEM%20Annual%20Report%202016.pdf
SI | Slovenia | Dobrije | Meza | Drava | Dravograd | Greenfield |  |  |  |  | 0 | 0.17 |  | Dravske elektrarne Maribor (DEM) | Holding Slovenske elektrarne (HSE) d.o.o. | Slovenia | 100% | public | [5 empty] | planned | N/A | [15 empty] | None |  | http://www.dem.si/en-gb/Development-opportunities/Small-HPP http://www.dem.si/Portals/0/Documents/LetnaPorocila/DEM%20Annual%20Report%202016.pdf
SI | Slovenia | Otiski vrh | Mislinja | Drava | Dravograd | Greenfield |  |  |  |  | 0 | 0.128 |  | Dravske elektrarne Maribor (DEM) | Holding Slovenske elektrarne (HSE) d.o.o. | Slovenia | 100% | public | [5 empty] | planned | N/A | [15 empty] | None |  | http://www.dem.si/en-gb/Development-opportunities/Small-HPP, http://www.dem.si/Portals/0/Documents/LetnaPorocila/LP-2014-DEM-WEB.pdf, http://www.dem.si/Portals/0/Documents/LetnaPorocila/DEM%20Annual%20Report%202015.pdf
SI | Slovenia | Dravograd (Drava) | Drava | Drava | Dravograd | Existing |  |  |  |  | 26 | 0 |  | Dravske elektrarne Maribor (DEM) | Holding Slovenske elektrarne (HSE) d.o.o. | Slovenia | 100% | public | [5 empty] | operational>10 | 1944 | [15 empty] | N/A |  | http://www.dem.si/en-gb/Power-plants-and-generation/Power-plants, http://www.dem.si/en-gb/Power-plants-and-generation/Power-plants/Dravograd-HPP
SI | Slovenia | Dravograd (Meza) | Meza | Drava | Dravograd | Greenfield | [7 empty] | Dravske elektrarne Maribor (DEM) | Holding Slovenske elektrarne (HSE) d.o.o. | Slovenia | Republic of Slovenia | public | [5 empty] | potential | N/A | [15 empty] | None | Under preparation in 2014 but seemed to be at quite an early stage. Not mentioned in annual reports since then. | http://www.dem.si/Portals/0/Documents/LetnaPorocila/DEM%20Annual%20Report%202014.pdf
SI | Slovenia | Pohorje | Drava | Danube |  | Greenfield |  | Small tributaries of Drava | Natura 2000 | Inside |  |  |  | Dravske elektrarne Maribor (DEM) | Holding Slovenske elektrarne (HSE) d.o.o. | Slovenia | 100% | public | [5 empty] | planned | N/A | [15 empty] | None | It is not really clear if this is one SHPP or several as DEM only refers to a few hydro plants planned in the area of Pohorje | http://www.dem.si/en-gb/Development-opportunities/Small-HPP
SI | Slovenia | Formin | Drava | Danube | Markovci | Existing |  |  |  |  | 116 | 0 |  | Dravske elektrarne Maribor (DEM) | Holding Slovenske elektrarne (HSE) d.o.o. | Slovenia | 100% | public | [5 empty] | operational>10 | 1978 | [15 empty] | N/A |  | http://www.dem.si/en-gb/Power-plants-and-generation/Power-plants
SI | Slovenia | Fala | Drava | Danube | Fala; Ruse | Existing |  |  |  |  | 58 | 0 |  | Dravske elektrarne Maribor (DEM) | Holding Slovenske elektrarne (HSE) d.o.o. | Slovenia | 100% | public | [5 empty] | operational>10 | 1918 | [15 empty] | N/A |  | http://www.dem.si/en-gb/Power-plants-and-generation/Power-plants
SI | Slovenia | Zlatolicje | Drava | Danube | Zlatolicje | Existing |  |  |  |  | 114 | 0 |  | Dravske elektrarne Maribor (DEM) | Holding Slovenske elektrarne (HSE) d.o.o. | Slovenia | 100% | public | [5 empty] | operational>10 | 1969 | [15 empty] | N/A |  | http://www.dem.si/en-gb/Power-plants-and-generation/Power-plants
SI | Slovenia | Vuzenica | Drava | Danube |  | Existing |  |  |  |  | 55.6 | 0 |  | Dravske elektrarne Maribor (DEM) | Holding Slovenske elektrarne (HSE) d.o.o. | Slovenia | 100% | public | [5 empty] | operational>10 | 1957 | [15 empty] | N/A |  | http://www.dem.si/en-gb/Power-plants-and-generation/Power-plants, http://www.dem.si/en-gb/Power-plants-and-generation/Power-plants/Vuzenica-HPP
SI | Slovenia | Ozbalt | Drava | Danube |  | Existing |  |  |  |  | 73.2 | 0 |  | Dravske elektrarne Maribor (DEM) | Holding Slovenske elektrarne (HSE) d.o.o. | Slovenia | 100% | public | [5 empty] | operational>10 | 1960 | [15 empty] | N/A |  | http://www.dem.si/en-gb/Power-plants-and-generation/Power-plants, http://www.dem.si/en-gb/Power-plants-and-generation/Power-plants/O%C5%BEbalt-HPP
SI | Slovenia | Vuhred | Drava | Danube |  | Existing |  |  |  |  | 72.3 | 0 |  | Dravske elektrarne Maribor (DEM) | Holding Slovenske elektrarne (HSE) d.o.o. | Slovenia | 100% | public | [5 empty] | operational>10 | 1956 | [15 empty] | N/A |  | http://www.dem.si/en-gb/Power-plants-and-generation/Power-plants, http://www.dem.si/en-gb/Power-plants-and-generation/Power-plants/Vuhred-HPP
SI | Slovenia | Medvode | Sava; Soro | Danube | Medvode | Existing |  |  |  |  | 25 | 0 |  | Savske Elektrarne Ljubljana (SEL) | GEN energija | Slovenia | 100% | public | [5 empty] | operational>10 | 1953 | [15 empty] | N/A |  | http://www.sel.si/HE-medvode
SI | Slovenia | Mariborski otok | Drava | Danube | Maribor | Existing |  |  |  |  | 60 | 0 |  | Dravske elektrarne Maribor (DEM) | Holding Slovenske elektrarne (HSE) d.o.o. | Slovenia | 100% | public | [5 empty] | operational>10 | 1948 | [15 empty] | N/A |  | http://www.dem.si/en-gb/Power-plants-and-generation/Power-plants, http://www.dem.si/en-gb/Power-plants-and-generation/Power-plants/Mariborski-otok-HPP
SI | Slovenia | Ruse | Drava | Danube |  | Conversion |  |  |  |  | 0.1 | 0 |  | MHE Lobnice d.o.o. | Dravske Elektrarne Maribor (DEM d.o.o.) and Hmezad Jeklo d.o.o. | Slovenia | 100% | public | [5 empty] | operational<5 | 2012 | [15 empty] | Not identified |  | http://www.dem.si/en-gb/Power-plants-and-generation/Power-plants, http://www.dem.si/en-gb/Power-plants-and-generation/Power-plants/Ru%C5%A1e-Small-HPP
SI | Slovenia | Zagradec | Krka | Danube |  | Existing |  | Krka river | Natura 2000 | Inside | 0.14 | 0 | 2500 | Elektro Ljubljana OVE d.o.o | Elektro Ljubljana d.d. | Slovenia |  | public | [5 empty] | operational>10 | 1921 | [15 empty] | N/A |  | http://www.elektro-energija.si/Portals/0/Vsebina/Publikacije/2011_3.pdf, http://www.elektro-ljubljana.si/1/Obnovljivi-viri-energije/Male-hidroelektrarne.aspx, http://www.elektro-gorenjska.si/resources/files/pdf/Elektro40.pdf, http://www.el-ove.si/dejavnosti
SI | Slovenia | Sora Fuzine |  |  |  | Existing |  |  |  |  | 0.36 | 0 |  | Elektro Ljubljana OVE d.o.o | Elektro Ljubljana d.d. | Slovenia |  | public | [5 empty] | operational>10 | 1922 | [15 empty] | N/A |  | http://www.elektro-ljubljana.si/1/Obnovljivi-viri-energije/Male-hidroelektrarne.aspx, http://www.el-ove.si/dejavnosti
SI | Slovenia | Sava Brod |  | Danube |  | Existing |  | Sava Bohijnska | Natura 2000 | Inside | 0.98 | 0 |  | Elektro Ljubljana OVE d.o.o | Elektro Ljubljana d.d. | Slovenia |  | public | [5 empty] | operational>10 | 1928 | [15 empty] | N/A |  | http://www.el-ove.si/dejavnosti
SI | Slovenia | Belica |  |  |  | Existing |  |  |  |  | 0.15 | 0 |  | Elektro Ljubljana OVE d.o.o | Elektro Ljubljana d.d. | Slovenia |  | public | [5 empty] | operational>10 | 1985 | [15 empty] | N/A |  | http://www.el-ove.si/dejavnosti
SI | Slovenia | Precna |  |  |  | Existing |  | Precna river | Natura 2000 | Inside | 0.13 | 0 |  | Elektro Ljubljana OVE d.o.o | Elektro Ljubljana d.d. | Slovenia |  | public | [5 empty] | operational>10 | 1985 | [15 empty] | N/A |  | http://www.el-ove.si/dejavnosti
SI | Slovenia | Susjek |  |  |  | Existing |  |  | Natura 2000 | Inside | 0.111 | 0 |  | Elektro Ljubljana OVE d.o.o | Elektro Ljubljana d.d. | Slovenia |  | public | [5 empty] | operational>10 | 1986 | [15 empty] | N/A |  | http://www.el-ove.si/dejavnosti
SI | Slovenia | Stare zage |  |  |  | Existing |  |  |  |  | 0.09 | 0 |  | Elektro Ljubljana OVE d.o.o | Elektro Ljubljana d.d. | Slovenia |  | public | [5 empty] | operational>10 | 1987 | [15 empty] | N/A |  | http://www.el-ove.si/dejavnosti
SI | Slovenia | Sopota |  |  |  | Existing |  |  |  |  | 0.102 | 0 |  | Elektro Ljubljana OVE d.o.o | Elektro Ljubljana d.d. | Slovenia |  | public | [5 empty] | operational>10 | 1986 | [15 empty] | N/A |  | http://www.el-ove.si/dejavnosti
SI | Slovenia | Zala |  |  |  | Existing |  |  |  |  | 0.09 | 0 |  | Elektro Ljubljana OVE d.o.o | Elektro Ljubljana d.d. | Slovenia |  | public | [5 empty] | operational>10 | 1990 | [15 empty] | N/A |  | http://www.el-ove.si/dejavnosti
SI | Slovenia | Vintgar | Radovna |  |  | Existing |  |  |  |  | unknown | 0 |  | ENERGETIKA - ŽELEZARNA JESENICE d.o.o. | Sol SpA | Italy |  | private | [5 empty] | operational>10 | Unclear | [15 empty] | N/A |  | http://solgroup.com/en/investor-relation/annual-reports/Bilancioinglese2016_PDF.pdf, http://www.pirs.si/Subject/Info/5634/energetika---zelezarna-jesenice-podjetje-za-proizvodnjo-in-storitve-na-podrocju-energetike-doo
SI | Slovenia | Moste | Sava | Danube |  | Existing |  |  |  |  | 13 | 0 |  | Savske Elektrarne Ljubljana (SEL) | GEN energija | Slovenia | Republic of Slovenia | public | [5 empty] | operational>10 | 1952 | [15 empty] | N/A |  | http://www.sel.si/HE-moste
SI | Slovenia | Borovlje (Javornik) | Sava | Danube | Javornik | Conversion |  |  |  |  | 0.4 | 0 | 1760 | Savske Elektrarne Ljubljana (SEL) | GEN energija | Slovenia | Republic of Slovenia | public | [5 empty] | under construction | N/A | [15 empty] | N/A | Uses existing Javornik weir. From Google Earth it appears that the facility is completed but no information about the start of operations was found so we assume it is not in commercial operation yet. | http://www.sel.si/data/files/LP%20_2016.pdf
SI | Slovenia | Mavcice | Sava | Danube | Mavcice | Existing |  |  |  |  | 38 | 0 |  | Savske Elektrarne Ljubljana (SEL) | GEN energija | Slovenia | Republic of Slovenia | public | [5 empty] | operational>10 | 1986 | [15 empty] | N/A |  | http://www.sel.si/HE-mavcice
SI | Slovenia | Kobarid | Soca | Adriatic | Kobarid | Greenfield |  | Soca river | Natura 2000 | Inside | 0 | 60 |  | Soske elektrarne Nova Gorica - SENG d.o.o. | Soske elektrarne Nova Gorica - SENG d.o.o. | Slovenia | Republic of Slovenia | public | [5 empty] | potential | N/A | [15 empty] | None | Old project, opposed by public in 1979, not mentioned recently. | http://www.delo.si/gospodarstvo/makromonitor/nacrti-seng-o-gradnjah-he-so-vecji-od-drzavnih.html
SI | Slovenia | Kamno | Soca | Adriatic | Kobarid | Greenfield |  | Soca river | Natura 2000 | Inside | 0 | Unclear |  | Soske elektrarne Nova Gorica - SENG d.o.o. | Soske elektrarne Nova Gorica - SENG d.o.o. | Slovenia | Republic of Slovenia | public | [5 empty] | potential | N/A | [15 empty] | None | Either compensation basin for Kobarid or an independent project. Not mentioned recently. | http://www.delo.si/gospodarstvo/makromonitor/nacrti-seng-o-gradnjah-he-so-vecji-od-drzavnih.html
SI | Slovenia | Ljubljanica | Ljubljanica | Sava | Ljubljana | Greenfield |  | Ljubljanica river | Other protected area | Inside | 0 | Unclear |  | None yet | None yet | [8 empty] | potential | N/A | [15 empty] | None | Studies on potential and feasibility undertaken | http://www.delo.si/novice/ljubljana/o-plovnosti-in-energiji-ljubljanice-ze-deveta-studija.html
SI | Slovenia | Sladki Vrh | Mura | Danube | Sentilj | Greenfield |  |  | Natura 2000 | Inside | 0 | Unclear |  | Dravske elektrarne Maribor (DEM) | Holding Slovenske elektrarne (HSE) d.o.o. | Slovenia | Republic of Slovenia | public | 8 | 1905-06-27 |  |  |  | planned | N/A | [15 empty] | None | Heavily opposed by WWF and others, subject to a petition as of early 2018. | http://www.pisrs.si/Pis.web/pregledPredpisa?id=URED4086
SI | Slovenia | Cmurek | Mura | Danube | Sentilj | Greenfield |  |  | Natura 2000 | Inside | 0 | Unclear |  | Dravske elektrarne Maribor (DEM) | Holding Slovenske elektrarne (HSE) d.o.o. | Slovenia | Republic of Slovenia | public | 8 | 1905-06-27 |  |  |  | planned | N/A | [15 empty] | None | Heavily opposed by WWF and others, subject to a petition as of early 2018. | http://www.pisrs.si/Pis.web/pregledPredpisa?id=URED4086
SI | Slovenia | Konjisce | Mura | Danube | Gornja Radgona | Greenfield |  |  | Natura 2000 | Inside | 0 | Unclear |  | Dravske elektrarne Maribor (DEM) | Holding Slovenske elektrarne (HSE) d.o.o. | Slovenia | Republic of Slovenia | public | 8 | 1905-06-27 |  |  |  | planned | N/A | [15 empty] | None | Heavily opposed by WWF and others, subject to a petition as of early 2018. | http://www.pisrs.si/Pis.web/pregledPredpisa?id=URED4086
SI | Slovenia | Apace | Mura | Danube | Gornja Radgona | Greenfield |  |  | Natura 2000 | Inside | 0 | Unclear |  | Dravske elektrarne Maribor (DEM) | Holding Slovenske elektrarne (HSE) d.o.o. | Slovenia | Republic of Slovenia | public | 8 | 1905-06-27 |  |  |  | planned | N/A | [15 empty] | None | Heavily opposed by WWF and others, subject to a petition as of early 2018. | http://www.pisrs.si/Pis.web/pregledPredpisa?id=URED4086
SI | Slovenia | Radgona | Mura | Danube | Gornja Radgona | Greenfield |  |  | Natura 2000 | Inside | 0 | Unclear |  | Dravske elektrarne Maribor (DEM) | Holding Slovenske elektrarne (HSE) d.o.o. | Slovenia | Republic of Slovenia | public | 8 | 1905-06-27 |  |  |  | planned | N/A | [15 empty] | None | Heavily opposed by WWF and others, subject to a petition as of early 2018. | http://www.pisrs.si/Pis.web/pregledPredpisa?id=URED4086
SI | Slovenia | Radenci | Mura | Danube | Gornja Radgona, Radenci, Tisina | Greenfield |  |  | Natura 2000 | Inside | 0 | Unclear |  | Dravske elektrarne Maribor (DEM) | Holding Slovenske elektrarne (HSE) d.o.o. | Slovenia | Republic of Slovenia | public | 8 | 1905-06-27 |  |  |  | planned | N/A | [15 empty] | None | Heavily opposed by WWF and others, subject to a petition as of early 2018. | http://www.pisrs.si/Pis.web/pregledPredpisa?id=URED4086
SI | Slovenia | Hrastje Mota | Mura | Danube | Radenci, Murska Sobota | Greenfield |  |  | Natura 2000 | Inside | 0 | Unclear |  | Dravske elektrarne Maribor (DEM) | Holding Slovenske elektrarne (HSE) d.o.o. | Slovenia | Republic of Slovenia | public | 8 | 1905-06-27 |  |  |  | planned | N/A | [15 empty] | None | Moving forward faster than the other plants. Heavily opposed by WWF and others, subject to a petition as of early 2018. | http://www.pisrs.si/Pis.web/pregledPredpisa?id=URED4086
SI | Slovenia | Verzej | Mura | Danube | Verzej, Beltinci, Murska Sobota | Greenfield |  |  | Natura 2000 | Inside | 0 | Unclear |  | Dravske elektrarne Maribor (DEM) | Holding Slovenske elektrarne (HSE) d.o.o. | Slovenia | Republic of Slovenia | public | 8 | 1905-06-27 |  |  |  | planned | N/A | [15 empty] | None | Heavily opposed by WWF and others, subject to a petition as of early 2018. | http://www.pisrs.si/Pis.web/pregledPredpisa?id=URED4086
SI | Slovenia | Globoko | Sava | Danube | Globoko | Greenfield |  |  | Other | Inside | 0 | Unclear |  | Savske Elektrarne Ljubljana (SEL) | Savske Elektrarne Ljubljana (SEL) | Slovenia | Republic of Slovenia | public | [5 empty] | planned | N/A | [15 empty] | None | In its 2016 annual report, SEL indicated some issues with obtaining a water permit. | http://www.sel.si/data/files/LP%20_2016.pdf
SI | Slovenia | Mohorcev/Baca | Mohorcev potok | Adriatic | Tolmin | Existing |  | Baca river | Other protected area | Inside | 0.5 | 0 |  | Soske elektrarne Nova Gorica - SENG d.o.o. | Soske elektrarne Nova Gorica - SENG d.o.o. | Slovenia | Republic of Slovenia | public | [5 empty] | operational>10 | 1991 | [15 empty] | N/A |  | http://www.seng.si/hydro_power_plants/hydro_power_plants/small_hydroplants/

## Financing (hidden)
Date of concession | Date when put into operation | MDBs | Commercial Banks | Other public finance (Special funds, government agencies) | Financing type | Type of concession | Development phase | Status
2000 | Unclear | European Bank for Reconstruction and Development (EBRD) | ABN AMRO Bank | Green for Growth Fund, Southeast Europe | credit | BOT | planned | Planned
2001 | N/A | European Investment Bank (EIB) | Alpha Bank Bulgaria - EuroBank | Swiss State Secretariat of Economic Affairs (SECO) | equity | BOOT | operational<5 | Signed
2002 | 2018 | International Finance Corporation (IFC) | Unicredit - Bank Austria Creditanstalt | Black Sea Trade and Development Bank | grant | BLT | operational 5-10 | Cancelled
2003 | 2017 | Multilateral Investment Guarantee Agency (MIGA) | BNP Paribas | Ministry of Environment (Bulgaria) | guarantee | ROT | operational>10 | Completed
2004 | 2016 | International Development Agency (IDA) | Credit Suisse First Boston | Bulgarian Development Bank | financial intermediary | BOO | cancelled | Potential
2005 | 2015 | International Bank for Reconstruction and Development (IBRD) | First East International Bank | Swiss Government | advisory services |  | under construction | Approved
2006 | 2014 | Multilateral Investment Guarantee Agency (MIGA); International Finance Corporation (IFC) | ING Bank | Western Balkans Investment Framework (WBIF) | credit and equity |  | concession awarded
2007 | 2013 | Black Sea Trade and Development Bank (BSTDB) | Investbank | JEREMIE | credit and grant |  | potential
2008 | 2012 | International Bank for Reconstruction and Development (IBRD); International Development Agency (IDA); International Finance Corporation (IFC) | Piraeus Bank Bulgaria | EU Rural Development Programme (Bulgaria) |  |  | offered for investment
2009 | 2011 |  | Veneto Banka | European Western Balkans Joint Fund (EWBJF) |  |  | unclear
2010 | 2010 |  | Odeabank | Western Balkans Investment Framework (WBIF); European Western Balkans Joint Fund (EWBJF)
2011 | 2009 |  | Nova KBM (Slovenia) | IRBRS (Investment and Development Bank of Republika Srpska)
2012 | 2008 |  | Banka Kombetare Tregtare (Albania) | Investiciono - razvojni fond Crne Gore A.D.
2013 | 2007 |  | Raiffeisen Leasing | Overseas Private Investment Corporation (OPIC)
2014 | 2006 |  | Raiffeisen Bank (Albania) | GIEK Norway
2015 | 2005 |  | Raiffeisenbank (Bulgaria) | Swiss Agency for Development & Co-operation (SDC)
2016 | 2004 |  | Tokuda bank | Kreditanstalt für Wiederaufbau (KfW)
2017 | 2003 |  | Odeabank, Banka Kombetare Tregtare, Raiffeisen Bank Albania | Oesterreichische Kontrolbank Aktiengellschaft (OeKB)
| 2002 |  | Deutsche Bank | Development Bank of Austria (OeEB - Oesterreichische Entwicklungsbank AG)
| 2001 |  | Banka Credins (Albania) | Slovenska izvozna in razvojna banka (formerly Slovenska Izvozna Druzba) (SID)
| 2000 |  | Zagrebacka Banka (Croatia)(Unicredit) | Japan Bank for International Co-operation (JICA)
| 1999 |  | Bayerische Landesbank (Germany) | China Development Bank (CDB)
| 1998 |  | Depfa Bank (Hypo) | CESKA EXPORTNI BANKA, a.s.
| 1997 |  | Bank Austria (Austria) | Croatian Bank for Reconstruction and Development
| 1996 |  | Societe Generale (Bulgaria) | Macedonian Bank for Development Promotion
| 1995 |  | Societe Generale | Netherlands Development Finance Company (FMO)
| 1994 |  | Unicredit | Croatian Fund for Environmental Protection and Energy Efficiency (FZOEU)
| 1993 |  | ProCredit Bank (Albania) | Kozloduy fund
| 1992 |  | Erste & Steiermaerkische Bank | SICAV SIF
| 1991 |  | Prva Banka CG
| 1990 |  | National Bank of Greece (NBG)
| 1989 |  | Atlas Banka
| 1988 |  | Unicredit Bulbank
| 1987 |  | United Bulgarian Bank (UBB)
| 1986 |  | Bulgarian-American Credit Bank (Bulgaria)
| 1985 |  | CIBank JSC (Bulgaria)
| 1984 |  | DSK Bank
| 1983 |  | Stopanska banka
| 1982 |  | Union Bank
| 1981 |  | Banca Intesa
| 1980 |  | AIK BANKA a.d. Beograd
| 1979 |  | Sberbank Srbija a.d. Beograd
| 1978 |  | Halkbank
| 1977 |  | Hypo Alpe-Adria-Bank
| 1976 |  | International Assets Bank Bulgaria
| 1975 |  | Vúb Banka (Intesa Sanpaolo Group)
| 1974 |  | Credit Agricole
| 1973 |  | Privredna Banka Zagreb (Intesa Sanpaolo)
| 1972 |  | Ohridska banka (Societe Generale)
| 1971 |  | Allianz Bank Bulgaria
| 1970 |  | ProCredit Bank
| 1969 |  | Raiffeisen Zentralbank
| 1968 |  | Fortis Bank
| 1967 |  | NLB (Slovenia)
| 1966 |  | EFG Eurobank - Postbank Bulgaria
| 1965 |  | VA Tech Finance
| 1964 |  | Isbank
| 1963 |  | Bank of China
| 1962 |  | BAWAG P.S.K. Bank
| 1961 |  | MKB UnionBank Bulgaria
| 1960 |  | Sparkasse
| 1959 |  | Yes but not identified
1958
1957
1956
1955
1954
1953
1952
1951
1950
1949
1948
1947
1946
1945
1944
1943
1942
1941
1940
1939
1938
1937
1936
1935
1934
1933
1932
1931
1930
1929
1928
1927
1926
1925
1924
1923
1922
1921
1920
1919
1918
1917
1916
1915
1914
1913
1912
1911
1910
1909
1908
1907
1906
1905
1904
1903
1902
1901
1900
1899
1898
1897
1896
1895
1894
1893
1892
1891
1890
1889
1888
1887
1886
1885
1884
1883
1882
1881
Note on C9: The Black Sea Trade and Development Bank (BSTDB), an international financial institution with headquarters in Thessaloniki, Greece, was established by Albania, Armenia, Azerbaijan, Bulgaria, Georgia, Greece, Moldova, Romania, Russia, Turkey, and Ukraine. BSTDB started operations in June 1999 and has authorized capital of €3.45 billion. The Bank supports economic development and regional cooperation in the Black Sea Region through trade and project finance lending, guarantees, and equity participation in private enterprises and public entities in the member countries.
Note on D12: Turkish subsidiary of Bank Audi (Lebanon)
Note on D14: Albania
Note on D21: The Bank remains to be largely owned by local shareholders. In 2008, two foreign shareholders namely, Balkan Financial Sector Equity Holding B.V., represented by Development Financial Equity Partners (DFE) and State Secretariat for Economic Affairs (SECO), acquired stakes in the Bank.
Note on E2: GGF IFI investors: European Investment Bank, KfW, the European Bank for Reconstruction and Development, IFC and FMO, the Netherlands Finance Company. The GGF donors: European Investment Fund (EIF), as custodian for the European Comission, the German Federal Ministry for Economic Cooperation and Development (BMZ) and the Development Bank of Austria (OeEB). GGF private investors: German private bank Sal, Oppenheim and the asset management firm Finance in Motion
Note on E3: SECO is part of the Federal Department of Economic Affairs (DEA). Within SECO, the Economic Development Co-operation Department is responsible for development assistance. SECO disburses part of Switzerland’s bilateral aid, limited largely to budget support and global programmes. SECO has policy responsibility for sustainable development, and SECO’s primary objective with respect to aid is poverty reduction. SECO operations focus on macroeconomic issues, investment promotion, trade and basic infrastructure. SECO also plays an important role in supporting the private sector in developing countries, e.g. support for SMEs via the Swiss Investment Fund for Emerging Markets